## Alternatives
Sites Project with no Reclamation Investment
Sites-Shasta Exchange Operation
Alternatives | Tab
Initial Concept - no Delevan Pipeline | Calc-Upper2+NoPipe
Initial Concept - 1 pipe Delevan Pipeline | Calc-Upper2+1Pipe
Initial Concept - 2 pipe Delevan Pipeline | Calc-Upper2+
[Sensitivity] Exchanges allowed in Below Normal years | Calc-Upper2+BN
[Sensitivity] Exchanges assumed to occur under UWFE conditions as well | Calc-Upper2+UWFE
[Sensitivity] Releases allowed through December | Calc-Upper2+Dec
[Sensitivity] Releases required to have habitat benefit, allowed through December | Calc-Upper1+
[Sensitivity] Releases required to have habitat benefit, allowed through December, Storage RPA control | Calc-Upper1+SHA

## Assumptions
| Export required | [11 empty] | Habitat benefit and export required
| Initial Concept - no Delevan Pipeline |  | Initial Concept - 1 pipe Delevan Pipeline |  | Initial Concept - 2 pipe Delevan Pipeline |  | [Sensitivity] Exchanges allowed in Below Normal years |  | [Sensitivity] Exchanges assumed to occur under UWFE conditions as well |  | [Sensitivity] Releases allowed through December |  | [Sensitivity] Releases required to have habitat benefit, allowed through December |  | [Sensitivity] Releases required to have habitat benefit, allowed through December, Storage RPA control
| Exchange limited to conditions with limited flow/temperature impact potential | [7 empty] | Exchange limited to conditions with limited flow/temperature impact potential
| Storage accrued in Shasta by exchange | [7 empty] | Storage accrued in Shasta by exchange
| Banks export capacity must be available | [7 empty] | Banks export capacity must be available
| Storage released from Shasta for export starting in August | [7 empty] | Storage released from Shasta for export starting in August
| No Delevan Pipeline |  | 1-pipe Delevan Pipeline |  | 2-pipe Delevan Pipeline |  | 2-pipe Delevan Pipeline |  | 2-pipe Delevan Pipeline |  | 2-pipe Delevan Pipeline |  | 2-pipe Delevan Pipeline |  | 2-pipe Delevan Pipeline
| Storage must be released from Shasta by Nov 15 |  | Storage must be released from Shasta by Nov 15 |  | Storage must be released from Shasta by Nov 15 |  | Storage must be released from Shasta by Nov 15 |  | Storage must be released from Shasta by Nov 15 |  | Storage must be released from Shasta by Nov 15 |  | Storage is carried into December at risk of spill |  | Storage is carried into December at risk of spill
| Only Dry and Critically Dry years considered |  | Only Dry and Critically Dry years considered |  | Only Dry and Critically Dry years considered |  | Below Normal, Dry, and Critically Dry years considered |  | Only Dry and Critically Dry years considered |  | Only Dry and Critically Dry years considered |  | Only Dry and Critically Dry years considered |  | Only Dry and Critically Dry years considered
Exchange Operation | Keswick Flow (cfs) |  | Keswick Flow (cfs) |  | Keswick Flow (cfs) |  | Keswick Flow (cfs) |  | Keswick Flow (cfs) |  | Keswick Flow (cfs) |  | Keswick Flow (cfs) |  | Keswick Flow (cfs)
Sac Flow check | April | 6000 | April | 6000 | April | 6000 | April | 6000 | April | 6000 | April | 6000 | April | 6000 | April | 6000
Prior to Summer | May | 6000 | May | 6000 | May | 6000 | May | 6000 | May | 6000 | May | 6000 | May | 6000 | May | 6000
- All scenarios | Jun | 10000 | Jun | 10000 | Jun | 10000 | Jun | 10000 | Jun | 10000 | Jun | 10000 | Jun | 10000 | Jun | 10000
| Jul | 12000 | Jul | 12000 | Jul | 12000 | Jul | 12000 | Jul | 12000 | Jul | 12000 | Jul | 12000 | Jul | 12000
Exchange Operation | Clear Creek Temp (F) |  | Clear Creek Temp (F) |  | Clear Creek Temp (F) |  | Clear Creek Temp (F) |  | Clear Creek Temp (F) |  | Clear Creek Temp (F) |  | Clear Creek Temp (F) |  | Clear Creek Temp (F)
Sac Temperature check | April | No Rule | April | No Rule | April | No Rule | April | No Rule | April | No Rule | April | No Rule | April | No Rule | April | No Rule
Prior to Summer | May | 56 | May | 56 | May | 56 | May | 56 | May | 56 | May | 56 | May | 56 | May | 56
- All scenarios | Jun | 56 | Jun | 56 | Jun | 56 | Jun | 56 | Jun | 56 | Jun | 56 | Jun | 56 | Jun | 56
| Jul | 53.5 | Jul | 53.5 | Jul | 53.5 | Jul | 53.5 | Jul | 53.5 | Jul | 53.5 | Jul | 53.5 | Jul | 53.5
Hold Operation | Shasta Storage (TAF) |  | Shasta Storage (TAF) |  | Shasta Storage (TAF) |  | Shasta Storage (TAF) |  | Shasta Storage (TAF) |  | Shasta Storage (TAF) |  | Shasta Storage (TAF) |  | Shasta Storage (TAF)
Storage over Summer | April | No Rule | April | No Rule | April | No Rule | April | No Rule | April | No Rule | April | No Rule | April | No Rule | April | No Rule
- Habitat scenarios | May | No Rule | May | No Rule | May | No Rule | May | No Rule | May | No Rule | May | No Rule | May | No Rule | May | No Rule
| Jun | No Rule | Jun | No Rule | Jun | No Rule | Jun | No Rule | Jun | No Rule | Jun | No Rule | Jun | No Rule | Jun | No Rule
| Jul | No Rule | Jul | No Rule | Jul | No Rule | Jul | No Rule | Jul | No Rule | Jul | No Rule | Jul | No Rule | Jul | No Rule
| Sep - low | No Rule | Sep - low | No Rule | Sep - low | No Rule | Sep - low | No Rule | Sep - low | No Rule | Sep - low | No Rule | Sep - low | No Rule | Sep - low | 1900
| Sep - high | No Rule | Sep - high | No Rule | Sep - high | No Rule | Sep - high | No Rule | Sep - high | No Rule | Sep - high | No Rule | Sep - high | No Rule | Sep - high | No Rule
Release Operation | Maximum Keswick Flow (cfs) |  | Maximum Keswick Flow (cfs) |  | Maximum Keswick Flow (cfs) |  | Maximum Keswick Flow (cfs) |  | Maximum Keswick Flow (cfs) |  | Maximum Keswick Flow (cfs) |  | Maximum Keswick Flow (cfs) |  | Maximum Keswick Flow (cfs)
- Habitat scenarios | Aug | 10000 | Aug | 10000 | Aug | 10000 | Aug | 10000 | Aug | 10000 | Aug | 10000 | Aug | 10000 | Aug | 10000
delayed release | Sep | 12000 | Sep | 12000 | Sep | 12000 | Sep | 12000 | Sep | 12000 | Sep | 12000 | Sep | 12000 | Sep | 12000
- other scnearios | Oct | No Rule | Oct | No Rule | Oct | No Rule | Oct | No Rule | Oct | No Rule | Oct | No Rule | Oct | 12000 | Oct | 12000
release starts in Aug | Nov | No Rule | Nov | No Rule | Nov | No Rule | Nov | No Rule | Nov | No Rule | Nov | No Rule | Nov | 6000 | Nov | 6000
| Dec | No Rule | Dec | No Rule | Dec | No Rule | Dec | No Rule | Dec | No Rule | Dec | No Rule | Dec | 5000 | Dec | 5000
Release Operation | Release Schedule |  | Release Schedule |  | Release Schedule |  | Release Schedule |  | Release Schedule |  | Release Schedule |  | Release Schedule |  | Release Schedule
various | Aug | All month | Aug | All month | Aug | All month | Aug | All month | Aug | All month | Aug | All month | Aug | All month | Aug | All month
| Sep | All month | Sep | All month | Sep | All month | Sep | All month | Sep | All month | Sep | All month | Sep | All month | Sep | All month
| Oct | All month | Oct | All month | Oct | All month | Oct | All month | Oct | All month | Oct | All month | Oct | All month | Oct | All month
| Nov | Through Nov 15 | Nov | Through Nov 15 | Nov | Through Nov 15 | Nov | Through Nov 15 | Nov | Through Nov 15 | Nov | All month | Nov | All month | Nov | All month
| Dec | No Release | Dec | No Release | Dec | No Release | Dec | No Release | Dec | No Release | Dec | All month | Dec | All month | Dec | All month
Year Types | WYT Control |  | WYT Control |  | WYT Control |  | WYT Control |  | WYT Control |  | WYT Control |  | WYT Control |  | WYT Control
various | W | 0 | W | 0 | W | 0 | W | 0 | W | 0 | W | 0 | W | 0 | W | 0
| AN | 0 | AN | 0 | AN | 0 | AN | 0 | AN | 0 | AN | 0 | AN | 0 | AN | 0
| BN | 0 | BN | 0 | BN | 0 | BN | 1 | BN | 0 | BN | 0 | BN | 0 | BN | 0
| D | 1 | D | 1 | D | 1 | D | 1 | D | 1 | D | 1 | D | 1 | D | 1
| C | 1 | C | 1 | C | 1 | C | 1 | C | 1 | C | 1 | C | 1 | C | 1
| COA Conditions Permitted |  | COA Conditions Permitted |  | COA Conditions Permitted |  | COA Conditions Permitted |  | COA Conditions Permitted |  | COA Conditions Permitted |  | COA Conditions Permitted |  | COA Conditions Permitted
| IBU | Yes | IBU | Yes | IBU | Yes | IBU | Yes | IBU | Yes | IBU | Yes | IBU | Yes | IBU | Yes
| UWFE | No | UWFE | No | UWFE | No | UWFE | No | UWFE | Yes | UWFE | No | UWFE | No | UWFE | No

## Table
Sites-Shasta Exchangeable Water
| Initial Concept - no Delevan Pipeline | Initial Concept - 1 pipe Delevan Pipeline | Initial Concept - 2 pipe Delevan Pipeline | [Sensitivity] Exchanges allowed in Below Normal years | [Sensitivity] Exchanges assumed to occur under UWFE conditions as well | [Sensitivity] Releases allowed through December | [Sensitivity] Releases required to have habitat benefit, allowed through December | [Sensitivity] Releases required to have habitat benefit, allowed through December, Storage RPA control
Long-Term Average | 32.1984 | 44.8388 | 51.4006 | 68.3381 | 55.7401 | 52.2735 | 48.0548 | 36.6111
Dry Periods | 69.879 | 100.9371 | 116.923 | 116.923 | 122.4023 | 118.2348 | 114.8668 | 61.7216
Wet Years | 0 | 0 | 0 | 0 | 0 | 0 | 0 | 0
Above Normal Years | 0 | 0 | 0 | 0 | 0 | 0 | 0 | 0
Below Normal Years | 0 | 0 | 0 | 124.7216 | 0 | 0 | 0 | 0
Dry Years | 98.4867 | 134.7828 | 156.2932 | 156.2932 | 170.0329 | 159.8288 | 142.743 | 142.743
Critical Years | 53.1948 | 78.0242 | 86.4651 | 86.4651 | 92.8577 | 86.4651 | 86.4651 | 9.2196

## ChartData
| Year | Initial Concept - no Delevan Pipeline | Initial Concept - 1 pipe Delevan Pipeline | Initial Concept - 2 pipe Delevan Pipeline | [Sensitivity] Exchanges allowed in Below Normal years | [Sensitivity] Exchanges assumed to occur under UWFE conditions as well | [Sensitivity] Releases allowed through December | [Sensitivity] Releases required to have habitat benefit, allowed through December | [Sensitivity] Releases required to have habitat benefit, allowed through December, Storage RPA control |  | Initial Concept - no Delevan Pipeline | Initial Concept - 1 pipe Delevan Pipeline | Initial Concept - 2 pipe Delevan Pipeline | [Sensitivity] Exchanges allowed in Below Normal years | #REF! | [Sensitivity] Exchanges assumed to occur under UWFE conditions as well | [Sensitivity] Releases allowed through December | [Sensitivity] Releases required to have habitat benefit, allowed through December | [Sensitivity] Releases required to have habitat benefit, allowed through December, Storage RPA control
| 1922 | 0 | 0 | 0 | 0 | 0 | 0 | 0 | 0 | LT | 32.1984 | 44.8388 | 51.4006 | 68.3381 | #REF! | 55.7401 | 52.2735 | 48.0548 | 36.6111
| 1923 | 0 | 0 | 0 | 0 | 0 | 0 | 0 | 0 | DP | 69.879 | 100.9371 | 116.923 | 116.923 | #REF! | 122.4023 | 118.2348 | 114.8668 | 61.7216
| 1924 | 78.2274 | 124.3431 | 161.1438 | 161.1438 | 161.1438 | 161.1438 | 161.1438 | 0 | W | 0 | 0 | 0 | 0 | #REF! | 0 | 0 | 0 | 0
| 1925 | 42.7647 | 42.7647 | 42.7647 | 42.7647 | 43.7915 | 42.7647 | 42.7647 | 42.7647 | AN | 0 | 0 | 0 | 0 | #REF! | 0 | 0 | 0 | 0
| 1926 | 81.1319 | 127.2476 | 173.3633 | 173.3633 | 173.3633 | 173.3633 | 151.4506 | 151.4506 | BN | 0 | 0 | 0 | 124.7216 | #REF! | 0 | 0 | 0 | 0
| 1927 | 0 | 0 | 0 | 0 | 0 | 0 | 0 | 0 | D | 98.4867 | 134.7828 | 156.2932 | 156.2932 | #REF! | 170.0329 | 159.8288 | 142.743 | 142.743
| 1928 | 0 | 0 | 0 | 0 | 0 | 0 | 0 | 0 | C | 53.1948 | 78.0242 | 86.4651 | 86.4651 | #REF! | 92.8577 | 86.4651 | 86.4651 | 9.2196
| 1929 | 82.3201 | 127.9222 | 127.9222 | 127.9222 | 127.9222 | 127.9222 | 127.9222 | 0
| 1930 | 0 | 0 | 0 | 0 | 0 | 0 | 0 | 0
| 1931 | 87.4578 | 162.4839 | 174.2347 | 174.2347 | 174.2347 | 174.2347 | 174.2347 | 0
| 1932 | 0 | 0 | 0 | 0 | 0 | 0 | 0 | 0
| 1933 | 0 | 0 | 0 | 0 | 30.8252 | 0 | 0 | 0
| 1934 | 61.1408 | 61.1408 | 61.1408 | 61.1408 | 61.1408 | 61.1408 | 61.1408 | 0
| 1935 | 0 | 0 | 0 | 0 | 0 | 0 | 0 | 0
| 1936 | 0 | 0 | 0 | 0 | 0 | 0 | 0 | 0
| 1937 | 0 | 0 | 0 | 0 | 0 | 0 | 0 | 0
| 1938 | 0 | 0 | 0 | 0 | 0 | 0 | 0 | 0
| 1939 | 0 | 0 | 0 | 315.0676 | 0 | 0 | 0 | 0
| 1940 | 0 | 0 | 0 | 0 | 0 | 0 | 0 | 0
| 1941 | 0 | 0 | 0 | 0 | 0 | 0 | 0 | 0
| 1942 | 0 | 0 | 0 | 0 | 0 | 0 | 0 | 0
| 1943 | 0 | 0 | 0 | 0 | 0 | 0 | 0 | 0
| 1944 | 0 | 0 | 0 | 0 | 0 | 0 | 0 | 0
| 1945 | 0 | 0 | 0 | 101.631 | 0 | 0 | 0 | 0
| 1946 | 0 | 0 | 0 | 0 | 0 | 0 | 0 | 0
| 1947 | 174.1867 | 237.5164 | 267.6986 | 267.6986 | 267.6986 | 277.5591 | 277.5591 | 277.5591
| 1948 | 0 | 0 | 0 | 12.5247 | 0 | 0 | 0 | 0
| 1949 | 101.4533 | 147.569 | 156.3879 | 156.3879 | 193.3107 | 156.3879 | 156.3879 | 156.3879
| 1950 | 0 | 0 | 0 | 0 | 24.3918 | 0 | 0 | 0
| 1951 | 0 | 0 | 0 | 0 | 0 | 0 | 0 | 0
| 1952 | 0 | 0 | 0 | 0 | 0 | 0 | 0 | 0
| 1953 | 0 | 0 | 0 | 0 | 0 | 0 | 0 | 0
| 1954 | 0 | 0 | 0 | 0 | 0 | 0 | 0 | 0
| 1955 | 93.016 | 139.1317 | 146.3993 | 146.3993 | 146.3993 | 146.3993 | 146.3993 | 146.3993
| 1956 | 0 | 0 | 0 | 0 | 0 | 0 | 0 | 0
| 1957 | 0 | 0 | 0 | 0 | 0 | 0 | 0 | 0
| 1958 | 0 | 0 | 0 | 0 | 0 | 0 | 0 | 0
| 1959 | 0 | 0 | 0 | 180.1609 | 0 | 0 | 0 | 0
| 1960 | 184.7258 | 261.6551 | 263.7978 | 263.7978 | 263.7978 | 306.2832 | 210.9044 | 210.9044
| 1961 | 100.5425 | 146.6582 | 192.7739 | 192.7739 | 302.6638 | 192.7739 | 192.7739 | 192.7739
| 1962 | 0 | 0 | 0 | 20.0458 | 0 | 0 | 0 | 0
| 1963 | 0 | 0 | 0 | 0 | 0 | 0 | 0 | 0
| 1964 | 90.8814 | 136.9971 | 154.4018 | 154.4018 | 202.9533 | 154.4018 | 154.4018 | 154.4018
| 1965 | 0 | 0 | 0 | 0 | 0 | 0 | 0 | 0
| 1966 | 0 | 0 | 0 | 167.806 | 0 | 0 | 0 | 0
| 1967 | 0 | 0 | 0 | 0 | 0 | 0 | 0 | 0
| 1968 | 0 | 0 | 0 | 117.7869 | 0 | 0 | 0 | 0
| 1969 | 0 | 0 | 0 | 0 | 0 | 0 | 0 | 0
| 1970 | 0 | 0 | 0 | 0 | 0 | 0 | 0 | 0
| 1971 | 0 | 0 | 0 | 0 | 0 | 0 | 0 | 0
| 1972 | 0 | 0 | 0 | 229.2409 | 0 | 0 | 0 | 0
| 1973 | 0 | 0 | 0 | 0 | 0 | 0 | 0 | 0
| 1974 | 0 | 0 | 0 | 0 | 0 | 0 | 0 | 0
| 1975 | 0 | 0 | 0 | 0 | 0 | 0 | 0 | 0
| 1976 | 79.783 | 125.8987 | 172.0144 | 172.0144 | 172.0144 | 172.0144 | 172.0144 | 172.0144
| 1977 | 103.4302 | 188.5238 | 196.3267 | 196.3267 | 196.3267 | 196.3267 | 196.3267 | 0
| 1978 | 0 | 0 | 0 | 0 | 0 | 0 | 0 | 0
| 1979 | 34.8776 | 34.8776 | 34.8776 | 34.8776 | 34.8776 | 34.8776 | 34.8776 | 34.8776
| 1980 | 0 | 0 | 0 | 0 | 0 | 0 | 0 | 0
| 1981 | 293.281 | 328.5317 | 328.5317 | 328.5317 | 328.5317 | 328.5317 | 310.9715 | 310.9715
| 1982 | 0 | 0 | 0 | 0 | 0 | 0 | 0 | 0
| 1983 | 0 | 0 | 0 | 0 | 0 | 0 | 0 | 0
| 1984 | 0 | 0 | 0 | 0 | 0 | 0 | 0 | 0
| 1985 | 0 | 0 | 0 | 227.6734 | 0 | 0 | 0 | 0
| 1986 | 0 | 0 | 0 | 0 | 0 | 0 | 0 | 0
| 1987 | 169.3585 | 260.1023 | 345.5485 | 345.5485 | 345.5485 | 345.5485 | 320.1928 | 320.1928
| 1988 | 110.6356 | 110.6356 | 110.6356 | 110.6356 | 110.6356 | 110.6356 | 110.6356 | 110.6356
| 1989 | 190.8229 | 236.9386 | 264.6892 | 264.6892 | 264.6892 | 283.0543 | 261.2591 | 261.2591
| 1990 | 0 | 0 | 0 | 0 | 0 | 0 | 0 | 0
| 1991 | 0 | 0 | 0 | 0 | 45.8861 | 0 | 0 | 0
| 1992 | 93.3573 | 139.473 | 184.4094 | 184.4094 | 184.4094 | 184.4094 | 184.4094 | 0
| 1993 | 0 | 0 | 0 | 0 | 0 | 0 | 0 | 0
| 1994 | 21.7683 | 21.7683 | 21.7683 | 21.7683 | 21.7683 | 21.7683 | 21.7683 | 0
| 1995 | 0 | 0 | 0 | 0 | 0 | 0 | 0 | 0
| 1996 | 0 | 0 | 0 | 0 | 0 | 0 | 0 | 0
| 1997 | 0 | 0 | 0 | 0 | 0 | 0 | 0 | 0
| 1998 | 0 | 0 | 0 | 0 | 0 | 0 | 0 | 0
| 1999 | 0 | 0 | 0 | 0 | 0 | 0 | 0 | 0
| 2000 | 0 | 0 | 0 | 0 | 0 | 0 | 0 | 0
| 2001 | 164.2455 | 254.9893 | 345.7331 | 345.7331 | 345.7331 | 345.7331 | 284.5785 | 284.5785
| 2002 | 168.6621 | 214.7778 | 236.8829 | 236.8829 | 290.8928 | 236.8829 | 138.324 | 138.324
|  | Initial Concept - no Delevan Pipeline | Initial Concept - 1 pipe Delevan Pipeline | Initial Concept - 2 pipe Delevan Pipeline | [Sensitivity] Exchanges allowed in Below Normal years | [Sensitivity] Exchanges assumed to occur under UWFE conditions as well | [Sensitivity] Releases allowed through December | [Sensitivity] Releases required to have habitat benefit, allowed through December | [Sensitivity] Releases required to have habitat benefit, allowed through December, Storage RPA control
1 | 0% | 293.281 | 328.5317 | 345.7331 | 345.7331 | 345.7331 | 345.7331 | 320.1928 | 320.1928
2 | 1.25% | 190.8229 | 261.6551 | 345.5485 | 345.5485 | 345.5485 | 345.5485 | 310.9715 | 310.9715
3 | 2.5% | 184.7258 | 260.1023 | 328.5317 | 328.5317 | 328.5317 | 328.5317 | 284.5785 | 284.5785
4 | 3.75% | 174.1867 | 254.9893 | 267.6986 | 315.0676 | 302.6638 | 306.2832 | 277.5591 | 277.5591
5 | 5% | 169.3585 | 237.5164 | 264.6892 | 267.6986 | 290.8928 | 283.0543 | 261.2591 | 261.2591
6 | 6.25% | 168.6621 | 236.9386 | 263.7978 | 264.6892 | 267.6986 | 277.5591 | 210.9044 | 210.9044
7 | 7.5% | 164.2455 | 214.7778 | 236.8829 | 263.7978 | 264.6892 | 236.8829 | 196.3267 | 192.7739
8 | 8.75% | 110.6356 | 188.5238 | 196.3267 | 236.8829 | 263.7978 | 196.3267 | 192.7739 | 172.0144
9 | 10% | 103.4302 | 162.4839 | 192.7739 | 229.2409 | 202.9533 | 192.7739 | 184.4094 | 156.3879
10 | 11.25% | 101.4533 | 147.569 | 184.4094 | 227.6734 | 196.3267 | 184.4094 | 174.2347 | 154.4018
11 | 12.5% | 100.5425 | 146.6582 | 174.2347 | 196.3267 | 193.3107 | 174.2347 | 172.0144 | 151.4506
12 | 13.75% | 93.3573 | 139.473 | 173.3633 | 192.7739 | 184.4094 | 173.3633 | 161.1438 | 146.3993
13 | 15% | 93.016 | 139.1317 | 172.0144 | 184.4094 | 174.2347 | 172.0144 | 156.3879 | 138.324
14 | 16.25% | 90.8814 | 136.9971 | 161.1438 | 180.1609 | 173.3633 | 161.1438 | 154.4018 | 110.6356
15 | 17.5% | 87.4578 | 127.9222 | 156.3879 | 174.2347 | 172.0144 | 156.3879 | 151.4506 | 42.7647
16 | 18.75% | 82.3201 | 127.2476 | 154.4018 | 173.3633 | 161.1438 | 154.4018 | 146.3993 | 34.8776
17 | 20% | 81.1319 | 125.8987 | 146.3993 | 172.0144 | 146.3993 | 146.3993 | 138.324 | 0
18 | 21.25% | 79.783 | 124.3431 | 127.9222 | 167.806 | 127.9222 | 127.9222 | 127.9222 | 0
19 | 22.5% | 78.2274 | 110.6356 | 110.6356 | 161.1438 | 110.6356 | 110.6356 | 110.6356 | 0
20 | 23.75% | 61.1408 | 61.1408 | 61.1408 | 156.3879 | 61.1408 | 61.1408 | 61.1408 | 0
21 | 25% | 42.7647 | 42.7647 | 42.7647 | 154.4018 | 45.8861 | 42.7647 | 42.7647 | 0
22 | 26.25% | 34.8776 | 34.8776 | 34.8776 | 146.3993 | 43.7915 | 34.8776 | 34.8776 | 0
23 | 27.5% | 21.7683 | 21.7683 | 21.7683 | 127.9222 | 34.8776 | 21.7683 | 21.7683 | 0
24 | 28.75% | 0 | 0 | 0 | 117.7869 | 30.8252 | 0 | 0 | 0
25 | 30% | 0 | 0 | 0 | 110.6356 | 24.3918 | 0 | 0 | 0
26 | 31.25% | 0 | 0 | 0 | 101.631 | 21.7683 | 0 | 0 | 0
27 | 32.5% | 0 | 0 | 0 | 61.1408 | 0 | 0 | 0 | 0
28 | 33.75% | 0 | 0 | 0 | 42.7647 | 0 | 0 | 0 | 0
29 | 35% | 0 | 0 | 0 | 34.8776 | 0 | 0 | 0 | 0
30 | 36.25% | 0 | 0 | 0 | 21.7683 | 0 | 0 | 0 | 0
31 | 37.5% | 0 | 0 | 0 | 20.0458 | 0 | 0 | 0 | 0
32 | 38.75% | 0 | 0 | 0 | 12.5247 | 0 | 0 | 0 | 0
33 | 40% | 0 | 0 | 0 | 0 | 0 | 0 | 0 | 0
34 | 41.25% | 0 | 0 | 0 | 0 | 0 | 0 | 0 | 0
35 | 42.5% | 0 | 0 | 0 | 0 | 0 | 0 | 0 | 0
36 | 43.75% | 0 | 0 | 0 | 0 | 0 | 0 | 0 | 0
37 | 45% | 0 | 0 | 0 | 0 | 0 | 0 | 0 | 0
38 | 46.25% | 0 | 0 | 0 | 0 | 0 | 0 | 0 | 0
39 | 47.5% | 0 | 0 | 0 | 0 | 0 | 0 | 0 | 0
40 | 48.75% | 0 | 0 | 0 | 0 | 0 | 0 | 0 | 0
41 | 50% | 0 | 0 | 0 | 0 | 0 | 0 | 0 | 0
42 | 51.25% | 0 | 0 | 0 | 0 | 0 | 0 | 0 | 0
43 | 52.5% | 0 | 0 | 0 | 0 | 0 | 0 | 0 | 0
44 | 53.75% | 0 | 0 | 0 | 0 | 0 | 0 | 0 | 0
45 | 55% | 0 | 0 | 0 | 0 | 0 | 0 | 0 | 0
46 | 56.25% | 0 | 0 | 0 | 0 | 0 | 0 | 0 | 0
47 | 57.5% | 0 | 0 | 0 | 0 | 0 | 0 | 0 | 0
48 | 58.75% | 0 | 0 | 0 | 0 | 0 | 0 | 0 | 0
49 | 60% | 0 | 0 | 0 | 0 | 0 | 0 | 0 | 0
50 | 61.25% | 0 | 0 | 0 | 0 | 0 | 0 | 0 | 0
51 | 62.5% | 0 | 0 | 0 | 0 | 0 | 0 | 0 | 0
52 | 63.75% | 0 | 0 | 0 | 0 | 0 | 0 | 0 | 0
53 | 65% | 0 | 0 | 0 | 0 | 0 | 0 | 0 | 0
54 | 66.25% | 0 | 0 | 0 | 0 | 0 | 0 | 0 | 0
55 | 67.5% | 0 | 0 | 0 | 0 | 0 | 0 | 0 | 0
56 | 68.75% | 0 | 0 | 0 | 0 | 0 | 0 | 0 | 0
57 | 70% | 0 | 0 | 0 | 0 | 0 | 0 | 0 | 0
58 | 71.25% | 0 | 0 | 0 | 0 | 0 | 0 | 0 | 0
59 | 72.5% | 0 | 0 | 0 | 0 | 0 | 0 | 0 | 0
60 | 73.75% | 0 | 0 | 0 | 0 | 0 | 0 | 0 | 0
61 | 75% | 0 | 0 | 0 | 0 | 0 | 0 | 0 | 0
62 | 76.25% | 0 | 0 | 0 | 0 | 0 | 0 | 0 | 0
63 | 77.5% | 0 | 0 | 0 | 0 | 0 | 0 | 0 | 0
64 | 78.75% | 0 | 0 | 0 | 0 | 0 | 0 | 0 | 0
65 | 80% | 0 | 0 | 0 | 0 | 0 | 0 | 0 | 0
66 | 81.25% | 0 | 0 | 0 | 0 | 0 | 0 | 0 | 0
67 | 82.5% | 0 | 0 | 0 | 0 | 0 | 0 | 0 | 0
68 | 83.75% | 0 | 0 | 0 | 0 | 0 | 0 | 0 | 0
69 | 85% | 0 | 0 | 0 | 0 | 0 | 0 | 0 | 0
70 | 86.25% | 0 | 0 | 0 | 0 | 0 | 0 | 0 | 0
71 | 87.5% | 0 | 0 | 0 | 0 | 0 | 0 | 0 | 0
72 | 88.75% | 0 | 0 | 0 | 0 | 0 | 0 | 0 | 0
73 | 90% | 0 | 0 | 0 | 0 | 0 | 0 | 0 | 0
74 | 91.25% | 0 | 0 | 0 | 0 | 0 | 0 | 0 | 0
75 | 92.5% | 0 | 0 | 0 | 0 | 0 | 0 | 0 | 0
76 | 93.75% | 0 | 0 | 0 | 0 | 0 | 0 | 0 | 0
77 | 95% | 0 | 0 | 0 | 0 | 0 | 0 | 0 | 0
78 | 96.25% | 0 | 0 | 0 | 0 | 0 | 0 | 0 | 0
79 | 97.5% | 0 | 0 | 0 | 0 | 0 | 0 | 0 | 0
80 | 98.75% | 0 | 0 | 0 | 0 | 0 | 0 | 0 | 0
81 | 100% | 0 | 0 | 0 | 0 | 0 | 0 | 0 | 0

## Calc-Upper2+NoPipe
Controls | Keswick |  |  | Clear Creek Temp |  |  | Shasta Storage |  |  | WYT Control |  |  |  | Release Schedule |  |  | Delevan Release |  |  | Flow Below Red Bluff |  |  | Flow Below Hamilton City |  |  | UWFE Restriction
| April | 6000 | Minimum rule for exchange | April | 99999 | No rule | April | 99999 | No rule | W | 1 | 0 |  | Aug | 1 |  | April | 0 |  | April | 3250 |  | April | 4000 |  | 2
| May | 6000 | Minimum rule for exchange | May | 56 | Max for pre-critical | May | 99999 | No rule | AN | 2 | 0 |  | Sep | 1 |  | May | 0 |  | May | 3250 |  | May | 4000
| Jun | 10000 | Minimum rule for exchange | Jun | 56 | Max for pre-critical | Jun | 99999 | No rule | BN | 3 | 0 |  | Oct | 1 |  | Jun | 0 |  | Jun | 3250 |  | Jun | 4000
| Jul | 12000 | Minimum rule for exchange | Jul | 53.5 | Max critical season (Jul 1) | Jul | 99999 | No rule | D | 4 | 1 |  | Nov | 0.5 |  | Jul | 0 |  | Jul | 3250 |  | Jul | 4000
| Aug | 99999 | Max release |  |  |  | Sep - low | 0 | No rule | C | 5 | 1 |  | Dec | 0
| Sep | 99999 | Max release |  |  |  | Sep - high | 99999
| Oct | 99999 | Max release
| Nov | 99999 | Max release
| Dec | 0 | No release | [26 empty] | Apr - Jul | Apr - Jul | Apr - Jul | Aug-Dec | Aug-Dec | Aug-Dec | Apr-Dec
|  |  | Keswick Flow |  | Clear Creek Temp |  | Upstream |  |  | Shasta Storage |  | WYT Control | TC Diversion |  | GC Diversion |  | Delevan Release Available |  | Sac River Exchangeable | COA Condition | Exchangeable Water | Potential Temperature Control/WUA Flow |  | Banks Capacity |  | Diversion Capacity |  |  |  | 1 | 2 | 1 & 2 | 3 | 4 | 3 & 4 | 1 - 4
WYT (Jan-Dec) |  |  | CFS | Flag | F | Flag | CFS | TAF | Flag | TAF | Flag | Flag | CFS | TAF | CFS | TAF | CFS | TAF | TAF |  | TAF | CFS | TAF | CFS | TAF | CFS | TAF |  | WYT | Upstream Water | Reduceable Diversions | Exchangeable Water | Habitat Improvement | Banks Capacity | Diversion Capacity | Storable Water
1 | 1922 | 1922-04-30 | 4490.9214 | 0 | 53.8048 | 1 | 0 | 0 | 0 | 4552 | 1 | 0 | 373.6106 | 22.2314 | 533.2571 | 31.731 | 0 | 0 | 26.9812 | UWFE | 0 | [6 empty] | 1922 | 1 | 375.879 | 341.3946 | 0 | 21762.282 | 131.7231 | 98.8474 | 0 | Storable Water
1 | 1922 | 1922-05-31 | 11232.6396 | 1 | 55.4084 | 1 | 5232.6396 | 321.7425 | 1 | 4552 | 1 | 0 | 868.2706 | 53.3879 | 2241.9163 | 137.8501 | 0 | 0 | 95.619 | UWFE | 0 | [6 empty] | 1923 | 3 | 198.6744 | 289.5593 | 0 | 22757.6851 | 218.305 | 104.6211 | 0 | LT | 32.1984
1 | 1922 | 1922-06-30 | 10909.7949 | 1 | 53.3298 | 1 | 909.7949 | 54.1366 | 1 | 4241.4727 | 1 | 0 | 1108.193 | 65.9421 | 2347.4187 | 139.6811 | 0 | 0 | 102.8116 | UWFE | 0 | [6 empty] | 1924 | 5 | 161.1438 | 260.1821 | 78.2274 | 22888.1065 | 598.658 | 365.6046 | 78.2274 | DP | 69.879
1 | 1922 | 1922-07-31 | 12170.3496 | 1 | 54.132 | 0 | 0 | 0 | 0 | 3788.6909 | 1 | 0 | 1209.6676 | 74.3796 | 2562.8928 | 157.5861 | 0 | 0 | 115.9828 | IBU | 0 | [6 empty] | 1925 | 4 | 43.7915 | 291.5118 | 42.7647 | 22582.1515 | 376.9674 | 267.3898 | 42.7647 | W | 0
1 | 1922 | 1922-08-31 | [19 empty] | 89237.1475 | 5486.9783 | 0 | 0 | 0 | 0 | 1926 | 4 | 194.1076 | 265.7741 | 81.1319 | 22920.1239 | 222.8758 | 222.8758 | 81.1319 | AN | 0
1 | 1922 | 1922-09-30 | [7 empty] | 2693.5151 | 1 | [10 empty] | 82918.2539 | 4933.9787 | 136.4151 | 8.1173 | 136.4151 | 8.1173 | 1927 | 2 | 577.1707 | 339.4271 | 0 | 22032.4255 | 102.3285 | 84.6659 | 0 | BN | 0
1 | 1922 | 1922-10-31 | [19 empty] | 95405.1709 | 5866.2353 | 940.9135 | 57.8545 | 940.9135 | 57.8545 | 1928 | 2 | 530.6434 | 290.297 | 0 | 21821.9976 | 112.6907 | 81.9271 | 0 | D | 98.4867
1 | 1922 | 1922-11-30 | [19 empty] | 92011.9229 | 5475.0896 | 1104.9873 | 65.7513 | 1104.9873 | 32.8757 | 1929 | 5 | 127.9222 | 259.6904 | 82.3201 | 22823.1522 | 547.3502 | 406.4382 | 82.3201 | C | 53.1948
1 | 1922 | 1922-12-31 | [19 empty] | 0 | 0 | 0 | 0 | 0 | 0 | 1930 | 4 | 0 | 250.9078 | 0 | 22966.4138 | 529.9975 | 359.2688 | 0
3 | 1923 | 1923-04-30 | 3250 | 0 | 52.3498 | 1 | 0 | 0 | 0 | 3743.0518 | 1 | 0 | 244.4835 | 14.5478 | 427.7815 | 25.4548 | 0 | 0 | 20.0013 | UWFE | 0 | [6 empty] | 1931 | 5 | 174.2347 | 237.0863 | 87.4578 | 22998.7901 | 417.2065 | 377.6387 | 87.4578 | 32.1984 | 22 | 117.5592
3 | 1923 | 1923-05-31 | 9231.1299 | 1 | 55.4485 | 1 | 3231.1299 | 198.6744 | 1 | 3524.2053 | 1 | 0 | 301.417 | 18.5334 | 2265.7722 | 139.3169 | 0 | 0 | 78.9252 | UWFE | 0 | [6 empty] | 1932 | 5 | 0 | 232.1207 | 0 | 22993.964 | 468.2117 | 269.7891 | 0 | 15 | 23 | 113.3944
3 | 1923 | 1923-06-30 | 9187.7715 | 0 | 53.1515 | 1 | 0 | 0 | 0 | 3273.1863 | 1 | 0 | 530.3787 | 31.5597 | 2621.1877 | 155.9715 | 0 | 0 | 93.7656 | IBU | 0 | [6 empty] | 1933 | 5 | 30.8252 | 252.3782 | 0 | 22995.8038 | 364.8249 | 284.7827 | 0 | 30 | 22 | 117.5592
3 | 1923 | 1923-07-31 | 11611.9492 | 0 | 55.3772 | 0 | 0 | 0 | 0 | 2867.1321 | 1 | 0 | 613.4034 | 37.7167 | 2537.3855 | 156.0178 | 0 | 0 | 96.8672 | IBU | 0 | [6 empty] | 1934 | 5 | 61.1408 | 255.658 | 61.1408 | 23163.3419 | 541.7066 | 464.9581 | 61.1408 | 60 | 20 | 125.433
3 | 1923 | 1923-08-31 | [19 empty] | 90980.1094 | 5594.1489 | 223.2617 | 13.7278 | 223.2617 | 13.7278 | 1935 | 4 | 0 | 258.9288 | 0 | 23012.1927 | 121.2343 | 106.9191 | 0 | 90 | 14 | 145.6142
3 | 1923 | 1923-09-30 | [7 empty] | 2596.2393 | 1 | [10 empty] | 95583.356 | 5687.6047 | 0 | 0 | 0 | 0 | 1936 | 3 | 0 | 277.0906 | 0 | 22674.993 | 178.0867 | 107.0938 | 0 | 100 | 11 | 160.1222
3 | 1923 | 1923-10-31 | [19 empty] | 95392.6621 | 5865.4662 | 906.5126 | 55.7393 | 906.5126 | 55.7393 | 1937 | 4 | 0 | 281.8801 | 0 | 22514.1165 | 104.7467 | 104.7467 | 0 | 120 | 7 | 192.1832
3 | 1923 | 1923-11-30 | [19 empty] | 94286.9878 | 5610.4654 | 1181.5662 | 70.3081 | 1181.5662 | 35.154 | 1938 | 1 | 467.8515 | 322.3234 | 0 | 21785.5382 | 2.9733 | 2.9733 | 0 | 150 | 7 | 192.1832
3 | 1923 | 1923-12-31 | [19 empty] | 0 | 0 | 1277.1647 | 78.5298 | 0 | 0 | 1939 | 3 | 397.2899 | 313.8341 | 0 | 22291.0879 | 623.408 | 458.5078 | 0 | 180 | 3 | 222.9432
5 | 1924 | 1924-04-30 | 5624.3779 | 0 | 51.9006 | 1 | 0 | 0 | 0 | 2500 | 1 | 1 | 202.0041 | 12.0201 | 537.101 | 31.9597 | 0 | 0 | 21.9899 | IBU | 0 | [6 empty] | 1940 | 2 | 229.3982 | 300.7992 | 0 | 22070.3476 | 129.2047 | 96.3135 | 0 | 210 | 1 | 293.281
5 | 1924 | 1924-05-31 | 8620.7529 | 1 | 55.0898 | 1 | 2620.7529 | 161.1438 | 1 | 2135.3757 | 1 | 1 | 220.0907 | 13.5328 | 2324.4033 | 142.922 | 0 | 0 | 78.2274 | IBU | 78.2274 | [6 empty] | 1941 | 1 | 840.2123 | 304.1447 | 0 | 21450.9784 | 62.0051 | 48.4492 | 0 | 240 | 1 | 293.281
5 | 1924 | 1924-06-30 | 8906.1973 | 0 | 56.1863 | 0 | 0 | 0 | 0 | 1764.8621 | 1 | 1 | 251.7825 | 14.9821 | 2484.0364 | 147.8104 | 0 | 0 | 81.3963 | IBU | 0 | [6 empty] | 1942 | 1 | 277.6817 | 318.4881 | 0 | 21514.8933 | 142.9707 | 106.1414 | 0
5 | 1924 | 1924-07-31 | 9371.8037 | 0 | 55.104 | 0 | 0 | 0 | 0 | 1413.5541 | 1 | 1 | 274.1045 | 16.854 | 2281.4834 | 140.2829 | 0 | 0 | 78.5685 | IBU | 0 | [6 empty] | 1943 | 1 | 317.6537 | 314.9601 | 0 | 21355.304 | 283.8382 | 197.6067 | 0
5 | 1924 | 1924-08-31 | [19 empty] | 91864.5312 | 5648.5299 | 3013.0115 | 185.2629 | 3013.0115 | 185.2629 | 1944 | 4 | 0 | 252.0007 | 0 | 22830.6237 | 425.3561 | 270.9442 | 0
5 | 1924 | 1924-09-30 | [7 empty] | 953.8166 | 1 | [10 empty] | 93796.9165 | 5581.3041 | 1832.2587 | 109.027 | 1832.2587 | 109.027 | 1945 | 3 | 114.7313 | 290.0145 | 0 | 22557.9309 | 122.3942 | 101.631 | 0
5 | 1924 | 1924-10-31 | [19 empty] | 95975.561 | 5901.3072 | 661.1058 | 40.6498 | 661.1058 | 40.6498 | 1946 | 2 | 407.8843 | 340.6733 | 0 | 21810.7748 | 168.4989 | 119.5633 | 0
5 | 1924 | 1924-11-30 | [19 empty] | 96749 | 5756.9653 | 1030.6826 | 61.3299 | 1030.6826 | 30.6649 | 1947 | 4 | 277.5591 | 274.867 | 174.1867 | 22894.2721 | 397.171 | 267.6986 | 174.1867
5 | 1924 | 1924-12-31 | [19 empty] | 0 | 0 | 3291.533 | 202.3885 | 0 | 0 | 1948 | 3 | 208.5768 | 273.6214 | 0 | 22611.1615 | 206.4982 | 88.6723 | 0
4 | 1925 | 1925-04-30 | 3250 | 0 | 49.611 | 1 | 0 | 0 | 0 | 4202.8247 | 1 | 1 | 154.969 | 9.2213 | 375.546 | 22.3465 | 0 | 0 | 15.7839 | UWFE | 0 | [6 empty] | 1949 | 4 | 193.3107 | 305.1135 | 101.4533 | 22604.7101 | 433.9174 | 315.7064 | 101.4533
4 | 1925 | 1925-05-31 | 6016.6982 | 1 | 50.3644 | 1 | 16.6982 | 1.0267 | 1 | 4282.1665 | 1 | 1 | 377.7913 | 23.2295 | 1796.5596 | 110.4661 | 0 | 0 | 66.8478 | UWFE | 0 | [6 empty] | 1950 | 4 | 24.3918 | 285.7335 | 0 | 22157.0161 | 112.0731 | 112.0731 | 0
4 | 1925 | 1925-06-30 | 9612.4141 | 0 | 50.7997 | 1 | 0 | 0 | 0 | 3989.9407 | 1 | 1 | 794.0576 | 47.2497 | 2591.7786 | 154.2215 | 0 | 0 | 100.7356 | IBU | 0 | [6 empty] | 1951 | 2 | 318.2121 | 319.6973 | 0 | 21976.4569 | 123.9875 | 91.2618 | 0
4 | 1925 | 1925-07-31 | 12695.502 | 1 | 51.4569 | 1 | 695.502 | 42.7647 | 1 | 3437.5415 | 1 | 1 | 979.5245 | 60.2286 | 2538.0757 | 156.0602 | 0 | 0 | 108.1444 | IBU | 42.7647 | [6 empty] | 1952 | 1 | 697.7898 | 322.7538 | 0 | 21660.3407 | 58.6101 | 36.6861 | 0
4 | 1925 | 1925-08-31 | [19 empty] | 90169.4141 | 5544.3012 | 1755.4484 | 107.9383 | 1755.4484 | 107.9383 | 1953 | 1 | 393.9429 | 336.8282 | 0 | 21378.2079 | 184.1661 | 127.2991 | 0
4 | 1925 | 1925-09-30 | [7 empty] | 2972.5574 | 1 | [10 empty] | 94122.396 | 5600.6715 | 601.6094 | 35.7982 | 601.6094 | 35.7982 | 1954 | 2 | 628.7595 | 320.0237 | 0 | 22009.5361 | 98.617 | 73.8557 | 0
4 | 1925 | 1925-10-31 | [19 empty] | 94097.9453 | 5785.8571 | 1509.1989 | 92.797 | 1509.1989 | 92.797 | 1955 | 4 | 146.3993 | 288.3602 | 93.016 | 22858.0566 | 316.7675 | 274.178 | 93.016
4 | 1925 | 1925-11-30 | [19 empty] | 94973.6006 | 5651.3217 | 1037.1134 | 61.7125 | 1037.1134 | 30.8563 | 1956 | 1 | 238.4128 | 325.1596 | 0 | 21520.0176 | 69.8032 | 51.0419 | 0
4 | 1925 | 1925-12-31 | [19 empty] | 0 | 0 | 1280.2795 | 78.7213 | 0 | 0 | 1957 | 2 | 515.4997 | 315.5593 | 0 | 22125.8127 | 311.108 | 242.9215 | 0
4 | 1926 | 1926-04-30 | 3250 | 0 | 51.2123 | 1 | 0 | 0 | 0 | 3896.7319 | 1 | 1 | 52.2226 | 3.1075 | 311.7583 | 18.5509 | 0 | 0 | 10.8292 | UWFE | 0 | [6 empty] | 1958 | 1 | 412.3229 | 304.3081 | 0 | 21442.4991 | 93.3707 | 48.244 | 0
4 | 1926 | 1926-05-31 | 8995.4434 | 1 | 50.1938 | 1 | 2995.4434 | 184.1826 | 1 | 3570.7637 | 1 | 1 | 105.3316 | 6.4766 | 2210.8083 | 135.9373 | 0 | 0 | 71.2069 | IBU | 71.2069 | [6 empty] | 1959 | 3 | 504.1242 | 319.9863 | 0 | 22296.3089 | 344.7632 | 180.1609 | 0
4 | 1926 | 1926-06-30 | 10166.7949 | 1 | 51.8018 | 1 | 166.7949 | 9.925 | 1 | 3144.4993 | 1 | 1 | 393.1129 | 23.3918 | 2714.9617 | 161.5514 | 0 | 0 | 92.4716 | IBU | 9.925 | [6 empty] | 1960 | 4 | 382.2012 | 273.4924 | 184.7258 | 22673.423 | 422.7664 | 263.7978 | 184.7258
4 | 1926 | 1926-07-31 | 11392.6768 | 0 | 53.7891 | 0 | 0 | 0 | 0 | 2700.4294 | 1 | 1 | 430.5342 | 26.4725 | 2538.0757 | 156.0602 | 0 | 0 | 91.2664 | IBU | 0 | [6 empty] | 1961 | 4 | 359.5936 | 287.4348 | 100.5425 | 22564.7762 | 593.4829 | 456.6647 | 100.5425
4 | 1926 | 1926-08-31 | [19 empty] | 91690.6279 | 5637.837 | 1075.4595 | 66.1274 | 1075.4595 | 66.1274 | 1962 | 3 | 350.8485 | 323.2714 | 0 | 22412.44 | 20.0458 | 20.0458 | 0
4 | 1926 | 1926-09-30 | [7 empty] | 2281.957 | 1 | [10 empty] | 95112.1768 | 5659.5675 | 1022.28 | 60.8299 | 1022.28 | 60.8299 | 1963 | 1 | 1727.2135 | 314.1501 | 0 | 21820.5269 | 160.5331 | 106.1404 | 0
4 | 1926 | 1926-10-31 | [19 empty] | 95397.3447 | 5865.7541 | 1559.9655 | 95.9185 | 1559.9655 | 95.9185 | 1964 | 4 | 202.9533 | 286.6267 | 90.8814 | 22854.9373 | 318.5201 | 259.264 | 90.8814
4 | 1926 | 1926-11-30 | [19 empty] | 96749 | 5756.9653 | 0 | 0 | 0 | 0 | 1965 | 1 | 332.6335 | 304.6247 | 0 | 21882.5786 | 84.2143 | 71.566 | 0
4 | 1926 | 1926-12-31 | [19 empty] | 0 | 0 | 0 | 0 | 0 | 0 | 1966 | 3 | 622.644 | 329.268 | 0 | 22397.0894 | 202.3592 | 167.806 | 0
2 | 1927 | 1927-04-30 | 9794.8115 | 1 | 47.5787 | 1 | 3794.8115 | 225.807 | 1 | 4552 | 1 | 0 | 550.7923 | 32.7744 | 486.0442 | 28.9216 | 0 | 0 | 30.848 | UWFE | 0 | [6 empty] | 1967 | 1 | 650.6208 | 303.8524 | 0 | 21797.7304 | 121.2366 | 69.9085 | 0
2 | 1927 | 1927-05-31 | 7714.3828 | 1 | 50.2014 | 1 | 1714.3828 | 105.4133 | 1 | 4552 | 1 | 0 | 894.1383 | 54.9784 | 2249.6934 | 138.3283 | 0 | 0 | 96.6533 | UWFE | 0 | [6 empty] | 1968 | 3 | 497.0156 | 310.8716 | 0 | 22802.487 | 131.1443 | 117.7869 | 0
2 | 1927 | 1927-06-30 | 8988.9209 | 0 | 51.1298 | 1 | 0 | 0 | 0 | 4290.3853 | 1 | 0 | 1054.7291 | 62.7607 | 2141.7219 | 127.4413 | 0 | 0 | 95.101 | UWFE | 0 | [6 empty] | 1969 | 1 | 438.4583 | 329.8113 | 0 | 22009.9151 | 17.675 | 17.675 | 0
2 | 1927 | 1927-07-31 | 16000 | 1 | 51.3325 | 1 | 4000 | 245.9504 | 1 | 3557.6995 | 1 | 0 | 1278.4689 | 78.61 | 2521.4749 | 155.0394 | 0 | 0 | 116.8247 | IBU | 0 | [6 empty] | 1970 | 1 | 344.982 | 297.3238 | 0 | 21656.5126 | 170.5214 | 137.4207 | 0
2 | 1927 | 1927-08-31 | [19 empty] | 88882.0723 | 5465.1456 | 131.2157 | 8.0681 | 131.2157 | 8.0681 | 1971 | 1 | 413.6983 | 322.4836 | 0 | 21546.7282 | 198.776 | 148.0918 | 0
2 | 1927 | 1927-09-30 | [7 empty] | 2812.228 | 1 | [10 empty] | 89196.4268 | 5307.556 | 0 | 0 | 0 | 0 | 1972 | 3 | 529.1849 | 284.5198 | 0 | 22769.8664 | 297.7175 | 229.2409 | 0
2 | 1927 | 1927-10-31 | [19 empty] | 92950.9941 | 5715.3339 | 958.4877 | 58.9351 | 958.4877 | 58.9351 | 1973 | 2 | 456.3623 | 334.3751 | 0 | 21090.2994 | 104.9109 | 104.9109 | 0
2 | 1927 | 1927-11-30 | [19 empty] | 93176.5547 | 5544.39 | 593.6611 | 35.3253 | 593.6611 | 17.6626 | 1974 | 1 | 37.0389 | 316.9868 | 0 | 21548.9751 | 158.6533 | 117.2435 | 0
2 | 1927 | 1927-12-31 | [19 empty] | 0 | 0 | 0 | 0 | 0 | 0 | 1975 | 1 | 358.2199 | 342.0105 | 0 | 21731.6053 | 123.3349 | 90.4352 | 0
2 | 1928 | 1928-04-30 | 3250 | 0 | 51.2807 | 1 | 0 | 0 | 0 | 4536.6592 | 1 | 0 | 195.058 | 11.6068 | 419.7452 | 24.9766 | 0 | 0 | 18.2917 | UWFE | 0 | [6 empty] | 1976 | 4 | 250.9675 | 260.0917 | 79.783 | 22584.218 | 561.1327 | 367.7227 | 79.783
2 | 1928 | 1928-05-31 | 7197.1987 | 1 | 51.6729 | 1 | 1197.1987 | 73.6129 | 1 | 4435.5835 | 1 | 0 | 357.5026 | 21.982 | 2314.5017 | 142.3132 | 0 | 0 | 82.1476 | UWFE | 0 | [6 empty] | 1977 | 5 | 196.3267 | 238.9472 | 103.4302 | 22792.244 | 635.3522 | 469.6129 | 103.4302
2 | 1928 | 1928-06-30 | 13547.3184 | 1 | 51.1934 | 1 | 3547.3184 | 211.0801 | 1 | 3819.0554 | 1 | 0 | 655.3317 | 38.9949 | 2329.1833 | 138.596 | 0 | 0 | 88.7955 | IBU | 0 | [6 empty] | 1978 | 2 | 217.9635 | 332.28 | 0 | 22304.1915 | 86.7029 | 43.2801 | 0
2 | 1928 | 1928-07-31 | 16000 | 1 | 52.2686 | 1 | 4000 | 245.9504 | 1 | 3098.6023 | 1 | 0 | 724.3493 | 44.5385 | 2562.8928 | 157.5861 | 0 | 0 | 101.0623 | IBU | 0 | [6 empty] | 1979 | 4 | 34.8776 | 298.5214 | 34.8776 | 22800.9766 | 125.5008 | 89.0119 | 34.8776
2 | 1928 | 1928-08-31 | [19 empty] | 87836.874 | 5400.8789 | 4.0737 | 0.25048 | 4.0737 | 0.25048 | 1980 | 2 | 40.0834 | 315.4284 | 0 | 22086.0199 | 39.2826 | 31.818 | 0
2 | 1928 | 1928-09-30 | [7 empty] | 2247.1189 | 1 | [10 empty] | 87919.5518 | 5231.5766 | 0 | 0 | 0 | 0 | 1981 | 4 | 591.6002 | 311.79 | 293.281 | 22629.243 | 328.5317 | 328.5317 | 293.281
2 | 1928 | 1928-10-31 | [19 empty] | 91149.4492 | 5604.5612 | 828.0195 | 50.9129 | 828.0195 | 50.9129 | 1982 | 1 | 1125.4426 | 316.8634 | 0 | 22172.4407 | 0 | 0 | 0
2 | 1928 | 1928-11-30 | [19 empty] | 93858.7065 | 5584.9809 | 1034.0005 | 61.5273 | 1034.0005 | 30.7637 | 1983 | 1 | 1379.8435 | 317.2857 | 0 | 21271.9594 | 19.841 | 19.841 | 0
2 | 1928 | 1928-12-31 | [19 empty] | 0 | 0 | 0 | 0 | 0 | 0 | 1984 | 1 | 407.1062 | 329.3472 | 0 | 22064.6292 | 71.7163 | 71.7163 | 0
5 | 1929 | 1929-04-30 | 3250 | 0 | 51.1923 | 1 | 0 | 0 | 0 | 2771.0933 | 1 | 1 | 223.3833 | 13.2922 | 516.5081 | 30.7344 | 0 | 0 | 22.0133 | UWFE | 0 | [6 empty] | 1985 | 3 | 489.5172 | 313.304 | 0 | 22629.1947 | 253.3775 | 227.6734 | 0
5 | 1929 | 1929-05-31 | 8080.4556 | 1 | 51.6781 | 1 | 2080.4556 | 127.9222 | 1 | 2547.7896 | 1 | 1 | 306.9447 | 18.8733 | 2370.6716 | 145.7669 | 0 | 0 | 82.3201 | IBU | 82.3201 | [6 empty] | 1986 | 1 | 63.8032 | 280.1002 | 0 | 22143.3342 | 288.0629 | 169.1573 | 0
5 | 1929 | 1929-06-30 | 8416.8945 | 0 | 54.2862 | 1 | 0 | 0 | 0 | 2247.3098 | 1 | 1 | 280.0013 | 16.6612 | 2189.3926 | 130.2779 | 0 | 0 | 73.4696 | IBU | 0 | [6 empty] | 1987 | 4 | 384.2392 | 276.5351 | 169.3585 | 22763.141 | 559.0071 | 448.9964 | 169.3585
5 | 1929 | 1929-07-31 | 12141.1709 | 1 | 55.6233 | 0 | 0 | 0 | 0 | 1718.2078 | 1 | 1 | 382.0605 | 23.492 | 2281.4834 | 140.2829 | 0 | 0 | 81.8875 | IBU | 0 | [6 empty] | 1988 | 5 | 110.6356 | 243.399 | 110.6356 | 22845.5491 | 534.8163 | 416.2677 | 110.6356
5 | 1929 | 1929-08-31 | [19 empty] | 92112.0669 | 5663.7502 | 2623.3906 | 161.306 | 2623.3906 | 161.306 | 1989 | 4 | 354.8644 | 291.2422 | 190.8229 | 22908.8508 | 434.551 | 264.6892 | 190.8229
5 | 1929 | 1929-09-30 | [7 empty] | 1326.9272 | 1 | [10 empty] | 94693.3257 | 5634.6442 | 1966.5052 | 117.0152 | 1966.5052 | 117.0152 | 1990 | 5 | 0 | 234.7899 | 0 | 22814.6279 | 684.5884 | 450.56 | 0
5 | 1929 | 1929-10-31 | [19 empty] | 94798.6035 | 5828.9389 | 1369.0618 | 84.1803 | 1369.0618 | 84.1803 | 1991 | 5 | 45.8861 | 254.1456 | 0 | 22884.8045 | 691.6938 | 455.6393 | 0
5 | 1929 | 1929-11-30 | [19 empty] | 95721.4009 | 5695.8189 | 1476.7601 | 87.8733 | 1476.7601 | 43.9367 | 1992 | 5 | 184.4094 | 232.279 | 93.3573 | 22868.9741 | 529.4604 | 374.2098 | 93.3573
5 | 1929 | 1929-12-31 | [19 empty] | 0 | 0 | 1577.1521 | 96.9753 | 0 | 0 | 1993 | 2 | 368.517 | 315.6837 | 0 | 22047.8888 | 150.0172 | 97.9693 | 0
4 | 1930 | 1930-04-30 | 3250 | 0 | 51.2395 | 1 | 0 | 0 | 0 | 2916.8228 | 1 | 1 | 44.5087 | 2.6484 | 392.623 | 23.3627 | 0 | 0 | 13.0056 | UWFE | 0 | [6 empty] | 1994 | 5 | 21.7683 | 298.235 | 21.7683 | 22936.9054 | 521.344 | 366.6581 | 21.7683
4 | 1930 | 1930-05-31 | 5412.9868 | 0 | 51.4721 | 1 | 0 | 0 | 0 | 2856.511 | 1 | 1 | 14.9967 | 0.92211 | 2146.5247 | 131.9847 | 0 | 0 | 66.4534 | UWFE | 0 | [6 empty] | 1995 | 1 | 374.4981 | 313.6521 | 0 | 21622.1799 | 112.6723 | 60.0964 | 0
4 | 1930 | 1930-06-30 | 8881.8975 | 0 | 52.8993 | 1 | 0 | 0 | 0 | 2536.0442 | 1 | 1 | 199.5901 | 11.8764 | 2714.9617 | 161.5514 | 0 | 0 | 86.7139 | IBU | 0 | [6 empty] | 1996 | 1 | 470.8269 | 310.7284 | 0 | 21668.3498 | 153.2964 | 99.0756 | 0
4 | 1930 | 1930-07-31 | 9171.2354 | 0 | 55.4815 | 0 | 0 | 0 | 0 | 2214.1086 | 1 | 1 | 218.0871 | 13.4097 | 2538.0757 | 156.0602 | 0 | 0 | 84.7349 | IBU | 0 | [6 empty] | 1997 | 1 | 379.079 | 319.9013 | 0 | 21458.4727 | 130.5469 | 96.1801 | 0
4 | 1930 | 1930-08-31 | [19 empty] | 92245.4409 | 5671.9511 | 2140.2126 | 131.5965 | 2140.2126 | 131.5965 | 1998 | 1 | 1046.5325 | 274.7966 | 0 | 21397.9932 | 3.2742 | 3.2742 | 0
4 | 1930 | 1930-09-30 | [7 empty] | 1915.0425 | 1 | [10 empty] | 95941.9685 | 5708.9436 | 1280.4639 | 76.1929 | 1280.4639 | 76.1929 | 1999 | 1 | 395.8085 | 330.1178 | 0 | 21187.0671 | 135.0008 | 98.872 | 0
4 | 1930 | 1930-10-31 | [19 empty] | 95080.6509 | 5846.2813 | 1605.8981 | 98.7428 | 1605.8981 | 98.7428 | 2000 | 2 | 514.271 | 313.3849 | 0 | 21720.4603 | 180.6307 | 85.1528 | 0
4 | 1930 | 1930-11-30 | [19 empty] | 96451.0798 | 5739.2378 | 1772.533 | 105.473 | 1772.533 | 52.7365 | 2001 | 4 | 418.9778 | 271.6549 | 164.2455 | 22660.5074 | 436.6618 | 395.9893 | 164.2455
4 | 1930 | 1930-12-31 | [19 empty] | 0 | 0 | 1918.9597 | 117.9922 | 0 | 0 | 2002 | 4 | 367.8272 | 320.0702 | 168.6621 | 22610.369 | 314.6218 | 290.8928 | 168.6621
5 | 1931 | 1931-04-30 | 6839.519 | 1 | 50.9566 | 1 | 839.519 | 49.9549 | 1 | 1860.2615 | 1 | 1 | 166.2087 | 9.8901 | 541.1191 | 32.1988 | 0 | 0 | 21.0445 | IBU | 21.0445
5 | 1931 | 1931-05-31 | 8021.2178 | 1 | 54.4401 | 1 | 2021.2178 | 124.2798 | 1 | 1533.4961 | 1 | 1 | 149.4881 | 9.1917 | 2010.7308 | 123.635 | 0 | 0 | 66.4133 | IBU | 66.4133
5 | 1931 | 1931-06-30 | 8236.2363 | 0 | 53.9153 | 1 | 0 | 0 | 0 | 1203.6804 | 1 | 1 | 183.682 | 10.9298 | 2250.9431 | 133.9404 | 0 | 0 | 72.4351 | IBU | 0
5 | 1931 | 1931-07-31 | 9719.4023 | 0 | 56.5546 | 0 | 0 | 0 | 0 | 751.5536 | 1 | 1 | 229.3762 | 14.1038 | 2281.4834 | 140.2829 | 0 | 0 | 77.1934 | IBU | 0
5 | 1931 | 1931-08-31 | [19 empty] | 92453.1548 | 5684.7229 | 1954.8474 | 120.1989 | 1954.8474 | 120.1989
5 | 1931 | 1931-09-30 | [7 empty] | 558.6163 | 1 | [10 empty] | 95634.481 | 5690.6468 | 2060.6035 | 122.6144 | 2060.6035 | 122.6144
5 | 1931 | 1931-10-31 | [19 empty] | 95356.6157 | 5863.2498 | 1549.2155 | 95.2575 | 1549.2155 | 95.2575
5 | 1931 | 1931-11-30 | [19 empty] | 96802.8669 | 5760.1706 | 1329.9177 | 79.1356 | 1329.9177 | 39.5678
5 | 1931 | 1931-12-31 | [19 empty] | 0 | 0 | 0 | 0 | 0 | 0
5 | 1932 | 1932-04-30 | 3250 | 0 | 49.3479 | 1 | 0 | 0 | 0 | 1787.3011 | 1 | 1 | 0 | 0 | 527.2299 | 31.3724 | 0 | 0 | 15.6862 | UWFE | 0
5 | 1932 | 1932-05-31 | 4951.0298 | 0 | 51.6594 | 1 | 0 | 0 | 0 | 1880.7854 | 1 | 1 | 0 | 0 | 2037.6466 | 125.29 | 0 | 0 | 62.645 | UWFE | 0
5 | 1932 | 1932-06-30 | 7197.3003 | 0 | 54.0895 | 1 | 0 | 0 | 0 | 1657.1804 | 1 | 1 | 0 | 0 | 2546.3579 | 151.5188 | 0 | 0 | 75.7594 | IBU | 0
5 | 1932 | 1932-07-31 | 8582.5312 | 0 | 55.7539 | 0 | 0 | 0 | 0 | 1286.9185 | 1 | 1 | 0 | 0 | 2538.0757 | 156.0602 | 0 | 0 | 78.0301 | IBU | 0
5 | 1932 | 1932-08-31 | [19 empty] | 92726.3965 | 5701.5239 | 1881.4377 | 115.6851 | 1881.4377 | 115.6851
5 | 1932 | 1932-09-30 | [7 empty] | 902.0558 | 1 | [10 empty] | 95768.7432 | 5698.636 | 909.0564 | 54.0926 | 909.0564 | 54.0926
5 | 1932 | 1932-10-31 | [19 empty] | 95267.8862 | 5857.794 | 1075.1279 | 66.107 | 1075.1279 | 66.107
5 | 1932 | 1932-11-30 | [19 empty] | 96396.8372 | 5736.0101 | 1139.5615 | 67.8086 | 1139.5615 | 33.9043
5 | 1932 | 1932-12-31 | [19 empty] | 0 | 0 | 2675.6343 | 164.5183 | 0 | 0
5 | 1933 | 1933-04-30 | 3250 | 0 | 51.0343 | 1 | 0 | 0 | 0 | 1716.4489 | 1 | 1 | 180.9952 | 10.77 | 566.2323 | 33.6932 | 0 | 0 | 22.2316 | UWFE | 0
5 | 1933 | 1933-05-31 | 6501.3232 | 1 | 51.83 | 1 | 501.3232 | 30.8252 | 1 | 1691.3677 | 1 | 1 | 170.3089 | 10.4719 | 2197.3789 | 135.1116 | 0 | 0 | 72.7917 | UWFE | 0
5 | 1933 | 1933-06-30 | 7378.0923 | 0 | 54.6796 | 1 | 0 | 0 | 0 | 1503.11 | 1 | 1 | 210.9902 | 12.5548 | 2481.9319 | 147.6852 | 0 | 0 | 80.12 | IBU | 0
5 | 1933 | 1933-07-31 | 10174.7207 | 0 | 55.8661 | 0 | 0 | 0 | 0 | 1036.8127 | 1 | 1 | 230.7274 | 14.1869 | 2281.4834 | 140.2829 | 0 | 0 | 77.2349 | IBU | 0
5 | 1933 | 1933-08-31 | [19 empty] | 91960.7812 | 5654.448 | 1026.3896 | 63.1102 | 1026.3896 | 63.1102
5 | 1933 | 1933-09-30 | [7 empty] | 614.1947 | 1 | [10 empty] | 95805.5776 | 5700.8278 | 1631.1929 | 97.0627 | 1631.1929 | 97.0627
5 | 1933 | 1933-10-31 | [19 empty] | 95686.9746 | 5883.5627 | 1357.4503 | 83.4664 | 1357.4503 | 83.4664
5 | 1933 | 1933-11-30 | [19 empty] | 96749 | 5756.9653 | 1382.8738 | 82.2867 | 1382.8738 | 41.1434
5 | 1933 | 1933-12-31 | [19 empty] | 0 | 0 | 632.6299 | 38.8989 | 0 | 0
5 | 1934 | 1934-04-30 | 3250 | 0 | 50.4968 | 1 | 0 | 0 | 0 | 1640.1229 | 1 | 1 | 162.7166 | 9.6823 | 521.5308 | 31.0332 | 0 | 0 | 20.3578 | UWFE | 0
5 | 1934 | 1934-05-31 | 6994.3599 | 1 | 51.0222 | 1 | 994.3599 | 61.1408 | 1 | 1420.9012 | 1 | 1 | 222.3974 | 13.6747 | 2243.6472 | 137.9565 | 0 | 0 | 75.8156 | IBU | 61.1408
5 | 1934 | 1934-06-30 | 8056.0332 | 0 | 54.7523 | 1 | 0 | 0 | 0 | 1102.0863 | 1 | 1 | 267.8396 | 15.9376 | 2418.7939 | 143.9282 | 0 | 0 | 79.9329 | IBU | 0
5 | 1934 | 1934-07-31 | 10945.8584 | 0 | 56.0546 | 0 | 0 | 0 | 0 | 650 | 1 | 1 | 306.0854 | 18.8205 | 2281.4834 | 140.2829 | 0 | 0 | 79.5517 | IBU | 0
5 | 1934 | 1934-08-31 | [19 empty] | 92824.4819 | 5707.5549 | 3029.4255 | 186.2721 | 3029.4255 | 186.2721
5 | 1934 | 1934-09-30 | [7 empty] | 550 | 1 | [10 empty] | 96065.6274 | 5716.3018 | 1900.2302 | 113.0716 | 1900.2302 | 113.0716
5 | 1934 | 1934-10-31 | [19 empty] | 97296.3577 | 5982.5198 | 1445.2672 | 88.866 | 1445.2672 | 88.866
5 | 1934 | 1934-11-30 | [19 empty] | 96749 | 5756.9653 | 2579.6003 | 153.4969 | 2579.6003 | 76.7484
5 | 1934 | 1934-12-31 | [19 empty] | 0 | 0 | 0 | 0 | 0 | 0
4 | 1935 | 1935-04-30 | 3250 | 0 | 49.3581 | 1 | 0 | 0 | 0 | 2701.3298 | 1 | 1 | 1.3366 | 0.079535 | 295.1836 | 17.5646 | 0 | 0 | 8.8221 | UWFE | 0
4 | 1935 | 1935-05-31 | 3785.3335 | 0 | 51.7742 | 1 | 0 | 0 | 0 | 2993.2708 | 1 | 1 | 70.7989 | 4.3533 | 2185.4097 | 134.3756 | 0 | 0 | 69.3644 | UWFE | 0
4 | 1935 | 1935-06-30 | 8129.792 | 0 | 51.7009 | 1 | 0 | 0 | 0 | 2742.5535 | 1 | 1 | 355.0309 | 21.1258 | 2600.0139 | 154.7116 | 0 | 0 | 87.9187 | IBU | 0
4 | 1935 | 1935-07-31 | 9552.0293 | 0 | 53.4228 | 1 | 0 | 0 | 0 | 2381.8289 | 1 | 1 | 386.6729 | 23.7756 | 2632.5889 | 161.8716 | 0 | 0 | 92.8236 | IBU | 0
4 | 1935 | 1935-08-31 | [19 empty] | 91777.3145 | 5643.1671 | 311.4095 | 19.1478 | 311.4095 | 19.1478
4 | 1935 | 1935-09-30 | [7 empty] | 1958.6935 | 1 | [10 empty] | 95974.2356 | 5710.8636 | 386.7321 | 23.0122 | 386.7321 | 23.0122
4 | 1935 | 1935-10-31 | [19 empty] | 96108.8003 | 5909.4998 | 839.3042 | 51.6068 | 839.3042 | 51.6068
4 | 1935 | 1935-11-30 | [19 empty] | 96609.4626 | 5748.6622 | 442.0624 | 26.3045 | 442.0624 | 13.1523
4 | 1935 | 1935-12-31 | [19 empty] | 0 | 0 | 18.9133 | 1.1629 | 0 | 0
3 | 1936 | 1936-04-30 | 3250 | 0 | 49.9358 | 1 | 0 | 0 | 0 | 4126.3887 | 1 | 0 | 205.4302 | 12.2239 | 427.2792 | 25.4249 | 0 | 0 | 18.8244 | UWFE | 0
3 | 1936 | 1936-05-31 | 5730.4502 | 0 | 50.768 | 1 | 0 | 0 | 0 | 4065.3789 | 1 | 0 | 284.6239 | 17.5008 | 2118.009 | 130.2313 | 0 | 0 | 73.8661 | UWFE | 0
3 | 1936 | 1936-06-30 | 7140.0508 | 0 | 50.7063 | 1 | 0 | 0 | 0 | 3872.5437 | 1 | 0 | 523.2095 | 31.1331 | 2337.2417 | 139.0755 | 0 | 0 | 85.1043 | UWFE | 0
3 | 1936 | 1936-07-31 | 10100.9551 | 0 | 50.7844 | 1 | 0 | 0 | 0 | 3405.3208 | 1 | 0 | 692.3971 | 42.5738 | 2537.3855 | 156.0178 | 0 | 0 | 99.2958 | IBU | 0
3 | 1936 | 1936-08-31 | [19 empty] | 90321.0078 | 5553.6223 | 354.9322 | 21.8239 | 354.9322 | 21.8239
3 | 1936 | 1936-09-30 | [7 empty] | 2909.5725 | 1 | [10 empty] | 95795.6445 | 5700.2367 | 0 | 0 | 0 | 0
3 | 1936 | 1936-10-31 | [19 empty] | 94201.2852 | 5792.2113 | 840.8682 | 51.703 | 840.8682 | 51.703
3 | 1936 | 1936-11-30 | [19 empty] | 94597.1748 | 5628.9228 | 1128.2206 | 67.1338 | 1128.2206 | 33.5669
3 | 1936 | 1936-12-31 | [19 empty] | 0 | 0 | 608.6764 | 37.4261 | 0 | 0
4 | 1937 | 1937-04-30 | 3250 | 0 | 51.1619 | 1 | 0 | 0 | 0 | 4047.5991 | 1 | 1 | 21.6228 | 1.2866 | 433.8087 | 25.8134 | 0 | 0 | 13.55 | UWFE | 0
4 | 1937 | 1937-05-31 | 5043.8032 | 0 | 52.3628 | 1 | 0 | 0 | 0 | 4246.3125 | 1 | 1 | 298.0839 | 18.3285 | 2283.9185 | 140.4327 | 0 | 0 | 79.3806 | UWFE | 0
4 | 1937 | 1937-06-30 | 7479.6577 | 0 | 52.6582 | 1 | 0 | 0 | 0 | 4074.0493 | 1 | 1 | 523.2274 | 31.1342 | 2560.5481 | 152.3632 | 0 | 0 | 91.7487 | IBU | 0
4 | 1937 | 1937-07-31 | 10615.4678 | 0 | 52.4044 | 1 | 0 | 0 | 0 | 3583.8875 | 1 | 1 | 624.2546 | 38.3839 | 2537.3855 | 156.0178 | 0 | 0 | 97.2008 | IBU | 0
4 | 1937 | 1937-08-31 | [19 empty] | 90408.666 | 5559.0122 | 565.9938 | 34.8016 | 565.9938 | 34.8016
4 | 1937 | 1937-09-30 | [7 empty] | 3016.5383 | 1 | [10 empty] | 94463.1523 | 5620.9479 | 479.2887 | 28.5197 | 479.2887 | 28.5197
4 | 1937 | 1937-10-31 | [19 empty] | 95507.4399 | 5872.5236 | 673.721 | 41.4255 | 673.721 | 41.4255
4 | 1937 | 1937-11-30 | [19 empty] | 91785.7744 | 5461.6329 | 0 | 0 | 0 | 0
4 | 1937 | 1937-12-31 | [19 empty] | 0 | 0 | 0 | 0 | 0 | 0
1 | 1938 | 1938-04-30 | 11215.0049 | 1 | 47.3544 | 1 | 5215.0049 | 310.3143 | 1 | 4058 | 1 | 0 | 40.1789 | 2.3908 | 377.0528 | 22.4362 | 0 | 0 | 12.4135 | UWFE | 0
1 | 1938 | 1938-05-31 | 8562.0957 | 1 | 50.2414 | 1 | 2562.0957 | 157.5371 | 1 | 4488.4585 | 1 | 0 | 664.7729 | 40.8753 | 2143.9324 | 131.8253 | 0 | 0 | 86.3503 | UWFE | 0
1 | 1938 | 1938-06-30 | 7901.6748 | 0 | 52.2985 | 1 | 0 | 0 | 0 | 4435.9438 | 1 | 0 | 1236.6031 | 73.583 | 2276.9829 | 135.4899 | 0 | 0 | 104.5364 | UWFE | 0
1 | 1938 | 1938-07-31 | 10626.4932 | 0 | 52.415 | 1 | 0 | 0 | 0 | 4015.3958 | 1 | 0 | 1349.9773 | 83.0069 | 2521.4749 | 155.0394 | 0 | 0 | 119.0232 | IBU | 0
1 | 1938 | 1938-08-31 | [19 empty] | 89530.1455 | 5504.9941 | 0 | 0 | 0 | 0
1 | 1938 | 1938-09-30 | [7 empty] | 3067.6685 | 1 | [10 empty] | 84308.3066 | 5016.6926 | 0 | 0 | 0 | 0
1 | 1938 | 1938-10-31 | [19 empty] | 94842.9639 | 5831.6665 | 48.3554 | 2.9733 | 48.3554 | 2.9733
1 | 1938 | 1938-11-30 | [19 empty] | 91290.8857 | 5432.1849 | 0 | 0 | 0 | 0
1 | 1938 | 1938-12-31 | [19 empty] | 0 | 0 | 0 | 0 | 0 | 0
3 | 1939 | 1939-04-30 | 5639.229 | 0 | 50.9941 | 1 | 0 | 0 | 0 | 3617.3884 | 1 | 0 | 605.5399 | 36.0321 | 578.7889 | 34.4403 | 0 | 0 | 35.2362 | UWFE | 0
3 | 1939 | 1939-05-31 | 10183.0283 | 1 | 50.974 | 1 | 4183.0283 | 257.2044 | 1 | 3339.7322 | 1 | 0 | 507.599 | 31.211 | 2184.0237 | 134.2904 | 0 | 0 | 82.7507 | IBU | 0
3 | 1939 | 1939-06-30 | 12354.2148 | 1 | 52.3855 | 1 | 2354.2148 | 140.0855 | 1 | 2944.5042 | 1 | 0 | 658.929 | 39.209 | 2679.3533 | 159.4326 | 0 | 0 | 99.3208 | IBU | 0
3 | 1939 | 1939-07-31 | 16000 | 1 | 53.5164 | 0 | 0 | 0 | 0 | 2319.4109 | 1 | 0 | 718.1892 | 44.1597 | 2421.5117 | 148.893 | 0 | 0 | 96.5263 | IBU | 0
3 | 1939 | 1939-08-31 | [19 empty] | 85997.9141 | 5287.8056 | 3226.4531 | 198.3869 | 3226.4531 | 198.3869
3 | 1939 | 1939-09-30 | [7 empty] | 1819.9207 | 1 | [10 empty] | 94525.0498 | 5624.6311 | 1628.0061 | 96.8731 | 1628.0061 | 96.8731
3 | 1939 | 1939-10-31 | [19 empty] | 94233.896 | 5794.2164 | 1678.0692 | 103.1805 | 1678.0692 | 103.1805
3 | 1939 | 1939-11-30 | [19 empty] | 93849.5293 | 5584.4348 | 2018.9309 | 120.1347 | 2018.9309 | 60.0674
3 | 1939 | 1939-12-31 | [19 empty] | 0 | 0 | 1704.9424 | 104.8328 | 0 | 0
2 | 1940 | 1940-04-30 | 3250 | 0 | 50.9426 | 1 | 0 | 0 | 0 | 4211.5957 | 1 | 0 | 253.2779 | 15.0711 | 410.2022 | 24.4087 | 0 | 0 | 19.7399 | UWFE | 0
2 | 1940 | 1940-05-31 | 5750.9185 | 0 | 51.5146 | 1 | 0 | 0 | 0 | 4218.2231 | 1 | 0 | 465.7007 | 28.6348 | 1936.5457 | 119.0736 | 0 | 0 | 73.8542 | UWFE | 0
2 | 1940 | 1940-06-30 | 9764.6211 | 0 | 51.4421 | 1 | 0 | 0 | 0 | 3893.9165 | 1 | 0 | 885.6907 | 52.7023 | 2416.4163 | 143.7868 | 0 | 0 | 98.2445 | IBU | 0
2 | 1940 | 1940-07-31 | 15730.8037 | 1 | 51.38 | 1 | 3730.8037 | 229.3982 | 1 | 3200 | 1 | 0 | 981.2554 | 60.335 | 2562.8928 | 157.5861 | 0 | 0 | 108.9606 | IBU | 0
2 | 1940 | 1940-08-31 | [19 empty] | 88462.9746 | 5439.3763 | 0 | 0 | 0 | 0
2 | 1940 | 1940-09-30 | [7 empty] | 2472.0696 | 1 | [10 empty] | 90576.1445 | 5389.6549 | 254.3345 | 15.134 | 254.3345 | 15.134
2 | 1940 | 1940-10-31 | [19 empty] | 93346.9336 | 5739.6792 | 785.3339 | 48.2883 | 785.3339 | 48.2883
2 | 1940 | 1940-11-30 | [19 empty] | 92458.0693 | 5501.6372 | 1105.5104 | 65.7824 | 1105.5104 | 32.8912
2 | 1940 | 1940-12-31 | [19 empty] | 0 | 0 | 0 | 0 | 0 | 0
1 | 1941 | 1941-04-30 | 13347.3867 | 1 | 47.1024 | 1 | 7347.3867 | 437.1999 | 1 | 4456 | 1 | 0 | 23.2961 | 1.3862 | 258.5183 | 15.3829 | 0 | 0 | 8.3846 | UWFE | 0
1 | 1941 | 1941-05-31 | 11196.6289 | 1 | 49.2716 | 1 | 5196.6289 | 319.5283 | 1 | 4552 | 1 | 0 | 416.0439 | 25.5815 | 1881.5819 | 115.694 | 0 | 0 | 70.6378 | UWFE | 0
1 | 1941 | 1941-06-30 | 7959.4507 | 0 | 51.4857 | 1 | 0 | 0 | 0 | 4473.5991 | 1 | 0 | 1200.7139 | 71.4474 | 2235.8164 | 133.0403 | 0 | 0 | 102.2439 | UWFE | 0
1 | 1941 | 1941-07-31 | 13357.7402 | 1 | 52.4571 | 1 | 1357.7402 | 83.4842 | 1 | 4107.0615 | 1 | 0 | 1380.1753 | 84.8637 | 2616.6782 | 160.8933 | 0 | 0 | 122.8785 | IBU | 0
1 | 1941 | 1941-08-31 | [19 empty] | 88126.1738 | 5418.6672 | 41.8712 | 2.5746 | 41.8712 | 2.5746
1 | 1941 | 1941-09-30 | [7 empty] | 3115.0088 | 1 | [10 empty] | 83265.2793 | 4954.6282 | 125.058 | 7.4415 | 125.058 | 7.4415
1 | 1941 | 1941-10-31 | [19 empty] | 93057.9199 | 5721.9085 | 404.5907 | 24.8773 | 404.5907 | 24.8773
1 | 1941 | 1941-11-30 | [19 empty] | 90006.7656 | 5355.7745 | 455.629 | 27.1118 | 455.629 | 13.5559
1 | 1941 | 1941-12-31 | [19 empty] | 0 | 0 | 0 | 0 | 0 | 0
1 | 1942 | 1942-04-30 | 3250 | 0 | 49.6966 | 1 | 0 | 0 | 0 | 4509.979 | 1 | 0 | 20.9692 | 1.2478 | 278.1066 | 16.5485 | 0 | 0 | 8.8981 | UWFE | 0
1 | 1942 | 1942-05-31 | 10224.1553 | 1 | 48.258 | 1 | 4224.1553 | 259.7332 | 1 | 4552 | 1 | 0 | 528.7356 | 32.5107 | 2076.0068 | 127.6487 | 0 | 0 | 80.0797 | UWFE | 0
1 | 1942 | 1942-06-30 | 7711.707 | 0 | 50.7208 | 1 | 0 | 0 | 0 | 4500 | 1 | 0 | 1239.5582 | 73.7588 | 2346.1777 | 139.6073 | 0 | 0 | 106.6831 | UWFE | 0
1 | 1942 | 1942-07-31 | 12291.9043 | 1 | 51.1292 | 1 | 291.9043 | 17.9485 | 1 | 3968.4211 | 1 | 0 | 1378.51 | 84.7613 | 2616.6782 | 160.8933 | 0 | 0 | 122.8273 | IBU | 0
1 | 1942 | 1942-08-31 | [19 empty] | 89122.7676 | 5479.9454 | 0 | 0 | 0 | 0
1 | 1942 | 1942-09-30 | [7 empty] | 2988.8579 | 1 | [10 empty] | 83557.9609 | 4972.044 | 0 | 0 | 0 | 0
1 | 1942 | 1942-10-31 | [19 empty] | 91981.8252 | 5655.742 | 1127.2537 | 69.3121 | 1127.2537 | 69.3121
1 | 1942 | 1942-11-30 | [19 empty] | 90870.3604 | 5407.1619 | 1237.8724 | 73.6585 | 1237.8724 | 36.8293
1 | 1942 | 1942-12-31 | [19 empty] | 0 | 0 | 0 | 0 | 0 | 0
1 | 1943 | 1943-04-30 | 3750.5979 | 0 | 50.0219 | 1 | 0 | 0 | 0 | 4552 | 1 | 0 | 242.1598 | 14.4095 | 409.7 | 24.3788 | 0 | 0 | 19.3942 | UWFE | 0
1 | 1943 | 1943-05-31 | 7166.1421 | 1 | 50.6322 | 1 | 1166.1421 | 71.7033 | 1 | 4552 | 1 | 0 | 758.1062 | 46.6141 | 2288.5784 | 140.7192 | 0 | 0 | 93.6667 | UWFE | 0
1 | 1943 | 1943-06-30 | 8327.5449 | 0 | 50.9354 | 1 | 0 | 0 | 0 | 4340.3306 | 1 | 0 | 855.9166 | 50.9306 | 2263.261 | 134.6734 | 0 | 0 | 92.802 | UWFE | 0
1 | 1943 | 1943-07-31 | 16000 | 1 | 50.8746 | 1 | 4000 | 245.9504 | 1 | 3628.5266 | 1 | 0 | 941.1246 | 57.8675 | 2607.4685 | 160.327 | 0 | 0 | 109.0972 | IBU | 0
1 | 1943 | 1943-08-31 | [19 empty] | 88574.7412 | 5446.2486 | 301.3545 | 18.5296 | 301.3545 | 18.5296
1 | 1943 | 1943-09-30 | [7 empty] | 2551.4565 | 1 | [10 empty] | 83754.3652 | 4983.7308 | 0 | 0 | 0 | 0
1 | 1943 | 1943-10-31 | [19 empty] | 91470.8174 | 5624.3213 | 1550.2404 | 95.3206 | 1550.2404 | 95.3206
1 | 1943 | 1943-11-30 | [19 empty] | 89086.3047 | 5301.0033 | 2815.1504 | 167.5131 | 2815.1504 | 83.7565
1 | 1943 | 1943-12-31 | [19 empty] | 0 | 0 | 40.2526 | 2.475 | 0 | 0
4 | 1944 | 1944-04-30 | 3250 | 0 | 50.6062 | 1 | 0 | 0 | 0 | 3187.7554 | 1 | 1 | 104.063 | 6.1922 | 468.9672 | 27.9055 | 0 | 0 | 17.0488 | UWFE | 0
4 | 1944 | 1944-05-31 | 5285.6045 | 0 | 51.9306 | 1 | 0 | 0 | 0 | 3183.9851 | 1 | 1 | 20.6807 | 1.2716 | 2024.6851 | 124.493 | 0 | 0 | 62.8823 | UWFE | 0
4 | 1944 | 1944-06-30 | 9979.6836 | 0 | 51.4312 | 1 | 0 | 0 | 0 | 2883.6287 | 1 | 1 | 231.6128 | 13.7819 | 2655.6514 | 158.0222 | 0 | 0 | 85.9021 | IBU | 0
4 | 1944 | 1944-07-31 | 11936.8037 | 0 | 53.4744 | 1 | 0 | 0 | 0 | 2455.5315 | 1 | 1 | 264.6837 | 16.2748 | 2538.0757 | 156.0602 | 0 | 0 | 86.1675 | IBU | 0
4 | 1944 | 1944-08-31 | [19 empty] | 91194.1172 | 5607.3077 | 1479.6511 | 90.9802 | 1479.6511 | 90.9802
4 | 1944 | 1944-09-30 | [7 empty] | 2136.832 | 1 | [10 empty] | 95026.6343 | 5654.4774 | 1451.7377 | 86.3844 | 1451.7377 | 86.3844
4 | 1944 | 1944-10-31 | [19 empty] | 94521.0581 | 5811.8733 | 1521.927 | 93.5796 | 1521.927 | 93.5796
4 | 1944 | 1944-11-30 | [19 empty] | 96749 | 5756.9653 | 0 | 0 | 0 | 0
4 | 1944 | 1944-12-31 | [19 empty] | 0 | 0 | 2511.2678 | 154.4118 | 0 | 0
3 | 1945 | 1945-04-30 | 3250 | 0 | 50.6697 | 1 | 0 | 0 | 0 | 4155.4067 | 1 | 0 | 245.7053 | 14.6205 | 453.397 | 26.979 | 0 | 0 | 20.7997 | UWFE | 0
3 | 1945 | 1945-05-31 | 4815.7119 | 0 | 50.9828 | 1 | 0 | 0 | 0 | 4312.3994 | 1 | 0 | 419.0883 | 25.7687 | 2006.5386 | 123.3772 | 0 | 0 | 74.573 | UWFE | 0
3 | 1945 | 1945-06-30 | 8762.8174 | 0 | 50.982 | 1 | 0 | 0 | 0 | 4079.3799 | 1 | 0 | 584.3591 | 34.7718 | 2486.4326 | 147.953 | 0 | 0 | 91.3624 | IBU | 0
3 | 1945 | 1945-07-31 | 13865.9258 | 1 | 50.8347 | 1 | 1865.9258 | 114.7313 | 1 | 3470.7292 | 1 | 0 | 726.7673 | 44.6872 | 2632.5889 | 161.8716 | 0 | 0 | 103.2794 | IBU | 0
3 | 1945 | 1945-08-31 | [19 empty] | 90106.1162 | 5540.4091 | 465.3352 | 28.6123 | 465.3352 | 28.6123
3 | 1945 | 1945-09-30 | [7 empty] | 2950.8347 | 1 | [10 empty] | 94362.6147 | 5614.9655 | 334.2428 | 19.8888 | 334.2428 | 19.8888
3 | 1945 | 1945-10-31 | [19 empty] | 94737.2158 | 5825.1643 | 526.3936 | 32.3667 | 526.3936 | 32.3667
3 | 1945 | 1945-11-30 | [19 empty] | 93731.1704 | 5577.392 | 697.8735 | 41.5264 | 697.8735 | 20.7632
3 | 1945 | 1945-12-31 | [19 empty] | 0 | 0 | 0 | 0 | 0 | 0
2 | 1946 | 1946-04-30 | 4076.0847 | 0 | 48.8389 | 1 | 0 | 0 | 0 | 4552 | 1 | 0 | 571.7728 | 34.0228 | 546.8182 | 32.5379 | 0 | 0 | 33.2804 | UWFE | 0
2 | 1946 | 1946-05-31 | 7674.5024 | 1 | 48.6904 | 1 | 1674.5024 | 102.9611 | 1 | 4470.8901 | 1 | 0 | 870.653 | 53.5344 | 2245.0334 | 138.0417 | 0 | 0 | 95.788 | UWFE | 0
2 | 1946 | 1946-06-30 | 10991.0703 | 1 | 49.0016 | 1 | 991.0703 | 58.9728 | 1 | 4054.7852 | 1 | 0 | 864.2981 | 51.4293 | 2675.0896 | 159.1789 | 0 | 0 | 105.3041 | IBU | 0
2 | 1946 | 1946-07-31 | 16000 | 1 | 49.4936 | 1 | 4000 | 245.9504 | 1 | 3315.6355 | 1 | 0 | 929.8784 | 57.176 | 2527.7539 | 155.4255 | 0 | 0 | 106.3008 | IBU | 0
2 | 1946 | 1946-08-31 | [19 empty] | 88284.5977 | 5428.4083 | 0 | 0 | 0 | 0
2 | 1946 | 1946-09-30 | [7 empty] | 2524.6172 | 1 | [10 empty] | 88618.8271 | 5273.1864 | 0 | 0 | 0 | 0
2 | 1946 | 1946-10-31 | [19 empty] | 91926.4023 | 5652.3342 | 1148.6481 | 70.6276 | 1148.6481 | 70.6276
2 | 1946 | 1946-11-30 | [19 empty] | 91705.3271 | 5456.8459 | 1644.782 | 97.8713 | 1644.782 | 48.9357
2 | 1946 | 1946-12-31 | [19 empty] | 0 | 0 | 0 | 0 | 0 | 0
4 | 1947 | 1947-04-30 | 3250 | 0 | 51.9924 | 1 | 0 | 0 | 0 | 3389.9932 | 1 | 1 | 210.8019 | 12.5436 | 467.4604 | 27.8158 | 0 | 0 | 20.1797 | UWFE | 0
4 | 1947 | 1947-05-31 | 8656.3467 | 1 | 50.6873 | 1 | 2656.3467 | 163.3324 | 1 | 3099.4897 | 1 | 1 | 304.6068 | 18.7295 | 2205.6235 | 135.6185 | 0 | 0 | 77.174 | IBU | 77.174
4 | 1947 | 1947-06-30 | 10092.335 | 1 | 51.8953 | 1 | 92.335 | 5.4943 | 1 | 2880.8298 | 1 | 1 | 355.6331 | 21.1616 | 2534.7493 | 150.8281 | 0 | 0 | 85.9948 | IBU | 5.4943
4 | 1947 | 1947-07-31 | 13768.3623 | 1 | 53.4525 | 1 | 1768.3623 | 108.7324 | 1 | 2415.1191 | 1 | 1 | 438.7327 | 26.9766 | 2538.0757 | 156.0602 | 0 | 0 | 91.5184 | IBU | 91.5184
4 | 1947 | 1947-08-31 | [19 empty] | 90847.5518 | 5585.9982 | 1509.7136 | 92.8287 | 1509.7136 | 92.8287
4 | 1947 | 1947-09-30 | [7 empty] | 1968.9127 | 1 | [10 empty] | 94272.1274 | 5609.5811 | 1350.3022 | 80.3486 | 1350.3022 | 80.3486
4 | 1947 | 1947-10-31 | [19 empty] | 96632.9336 | 5941.7275 | 1046.6112 | 64.3536 | 1046.6112 | 64.3536
4 | 1947 | 1947-11-30 | [19 empty] | 96749 | 5756.9653 | 1013.9701 | 60.3354 | 1013.9701 | 30.1677
4 | 1947 | 1947-12-31 | [19 empty] | 0 | 0 | 1615.0374 | 99.3048 | 0 | 0
3 | 1948 | 1948-04-30 | 3250 | 0 | 49.8796 | 1 | 0 | 0 | 0 | 4304.8442 | 1 | 0 | 46.9189 | 2.7919 | 211.8076 | 12.6034 | 0 | 0 | 7.6977 | UWFE | 0
3 | 1948 | 1948-05-31 | 9188.4805 | 1 | 49.2702 | 1 | 3188.4805 | 196.052 | 1 | 4552 | 1 | 0 | 414.7917 | 25.5046 | 1547.1708 | 95.1318 | 0 | 0 | 60.3182 | UWFE | 0
3 | 1948 | 1948-06-30 | 8322.8652 | 0 | 51.373 | 1 | 0 | 0 | 0 | 4500 | 1 | 0 | 739.4797 | 44.0021 | 2358.4155 | 140.3355 | 0 | 0 | 92.1688 | UWFE | 0
3 | 1948 | 1948-07-31 | 12203.6953 | 1 | 51.6793 | 1 | 203.6953 | 12.5247 | 1 | 3932.4302 | 1 | 0 | 1057.1549 | 65.0019 | 2632.5889 | 161.8716 | 0 | 0 | 113.4368 | IBU | 0
3 | 1948 | 1948-08-31 | [19 empty] | 90274.7529 | 5550.7782 | 181.0285 | 11.131 | 181.0285 | 11.131
3 | 1948 | 1948-09-30 | [7 empty] | 3400 | 1 | [10 empty] | 94375.8257 | 5615.7516 | 0 | 0 | 0 | 0
3 | 1948 | 1948-10-31 | [19 empty] | 93532.6089 | 5751.096 | 756.6262 | 46.5231 | 756.6262 | 46.5231
3 | 1948 | 1948-11-30 | [19 empty] | 95683.0312 | 5693.5357 | 1042.5563 | 62.0364 | 1042.5563 | 31.0182
3 | 1948 | 1948-12-31 | [19 empty] | 0 | 0 | 1411.7911 | 86.8077 | 0 | 0
4 | 1949 | 1949-04-30 | 3250 | 0 | 51.6989 | 1 | 0 | 0 | 0 | 4435.8999 | 1 | 1 | 261.8059 | 15.5785 | 454.9038 | 27.0687 | 0 | 0 | 21.3236 | UWFE | 0
4 | 1949 | 1949-05-31 | 6600.4927 | 1 | 50.5308 | 1 | 600.4927 | 36.9229 | 1 | 4429.8804 | 1 | 1 | 565.0432 | 34.7431 | 2066.1624 | 127.0434 | 0 | 0 | 80.8933 | UWFE | 0
4 | 1949 | 1949-06-30 | 9891.2217 | 0 | 51.3591 | 1 | 0 | 0 | 0 | 4039.3413 | 1 | 1 | 696.9446 | 41.4711 | 2712.6807 | 161.4157 | 0 | 0 | 101.4434 | IBU | 0
4 | 1949 | 1949-07-31 | 14543.4053 | 1 | 50.8896 | 1 | 2543.4053 | 156.3879 | 1 | 3385.6567 | 1 | 1 | 761.8835 | 46.8464 | 2538.0757 | 156.0602 | 0 | 0 | 101.4533 | IBU | 101.4533
4 | 1949 | 1949-08-31 | [19 empty] | 90977.3701 | 5593.9804 | 2030.7351 | 124.865 | 2030.7351 | 124.865
4 | 1949 | 1949-09-30 | [7 empty] | 3001.7329 | 1 | [10 empty] | 94939.002 | 5649.2629 | 1015.7755 | 60.4428 | 1015.7755 | 60.4428
4 | 1949 | 1949-10-31 | [19 empty] | 93926.5708 | 5775.3197 | 1726.7583 | 106.1742 | 1726.7583 | 106.1742
4 | 1949 | 1949-11-30 | [19 empty] | 93878.3037 | 5586.147 | 814.2058 | 48.4486 | 814.2058 | 24.2243
4 | 1949 | 1949-12-31 | [19 empty] | 0 | 0 | 1528.5476 | 93.9867 | 0 | 0
4 | 1950 | 1950-04-30 | 3250 | 0 | 51.199 | 1 | 0 | 0 | 0 | 4233.7075 | 1 | 1 | 269.7053 | 16.0486 | 500.6099 | 29.7884 | 0 | 0 | 22.9185 | UWFE | 0
4 | 1950 | 1950-05-31 | 6396.6948 | 1 | 50.9867 | 1 | 396.6948 | 24.3918 | 1 | 4172.8188 | 1 | 1 | 221.0393 | 13.5912 | 2273.5491 | 139.7951 | 0 | 0 | 76.6931 | UWFE | 0
4 | 1950 | 1950-06-30 | 8106.1187 | 0 | 51.3961 | 1 | 0 | 0 | 0 | 3898.8838 | 1 | 1 | 433.4818 | 25.794 | 2603.5125 | 154.9197 | 0 | 0 | 90.3569 | IBU | 0
4 | 1950 | 1950-07-31 | 9670.4365 | 0 | 52.2543 | 1 | 0 | 0 | 0 | 3515.8723 | 1 | 1 | 482.35 | 29.6585 | 2632.5889 | 161.8716 | 0 | 0 | 95.7651 | IBU | 0
4 | 1950 | 1950-08-31 | [19 empty] | 90741.2334 | 5579.461 | 437.0708 | 26.8744 | 437.0708 | 26.8744
4 | 1950 | 1950-09-30 | [7 empty] | 3133.936 | 1 | [10 empty] | 95235.519 | 5666.9069 | 0 | 0 | 0 | 0
4 | 1950 | 1950-10-31 | [19 empty] | 91664.6934 | 5636.2423 | 1385.6233 | 85.1987 | 1385.6233 | 85.1987
4 | 1950 | 1950-11-30 | [19 empty] | 88639.3223 | 5274.406 | 0 | 0 | 0 | 0
4 | 1950 | 1950-12-31 | [19 empty] | 0 | 0 | 0 | 0 | 0 | 0
2 | 1951 | 1951-04-30 | 3250 | 0 | 50.0263 | 1 | 0 | 0 | 0 | 4516.4619 | 1 | 0 | 285.896 | 17.012 | 523.7141 | 31.1632 | 0 | 0 | 24.0876 | UWFE | 0
2 | 1951 | 1951-05-31 | 6537.2441 | 1 | 50.0782 | 1 | 537.2441 | 33.0339 | 1 | 4552 | 1 | 0 | 725.9411 | 44.6364 | 1961.9442 | 120.6352 | 0 | 0 | 82.6358 | UWFE | 0
2 | 1951 | 1951-06-30 | 10659.2461 | 1 | 49.9268 | 1 | 659.2461 | 39.2279 | 1 | 4123.9614 | 1 | 0 | 977.7628 | 58.1809 | 2422.4946 | 144.1484 | 0 | 0 | 101.1647 | IBU | 0
2 | 1951 | 1951-07-31 | 16000 | 1 | 50.0006 | 1 | 4000 | 245.9504 | 1 | 3378.9827 | 1 | 0 | 1073.9122 | 66.0323 | 2562.8928 | 157.5861 | 0 | 0 | 111.8092 | IBU | 0
2 | 1951 | 1951-08-31 | [19 empty] | 88694.9902 | 5453.6424 | 0 | 0 | 0 | 0
2 | 1951 | 1951-09-30 | [7 empty] | 2661.9062 | 1 | [10 empty] | 90025.668 | 5356.8993 | 0 | 0 | 0 | 0
2 | 1951 | 1951-10-31 | [19 empty] | 92899.103 | 5712.1432 | 951.9967 | 58.536 | 951.9967 | 58.536
2 | 1951 | 1951-11-30 | [19 empty] | 91653.6699 | 5453.7721 | 1099.9492 | 65.4515 | 1099.9492 | 32.7258
2 | 1951 | 1951-12-31 | [19 empty] | 0 | 0 | 0 | 0 | 0 | 0
1 | 1952 | 1952-04-30 | 16481.4199 | 1 | 46.812 | 1 | 10481.4199 | 623.6878 | 1 | 4290 | 1 | 0 | 93.1022 | 5.54 | 430.7951 | 25.6341 | 0 | 0 | 15.587 | UWFE | 0
1 | 1952 | 1952-05-31 | 7205.1543 | 1 | 49.9088 | 1 | 1205.1543 | 74.102 | 1 | 4552 | 1 | 0 | 740.7537 | 45.5472 | 2298.9478 | 141.3568 | 0 | 0 | 93.452 | UWFE | 0
1 | 1952 | 1952-06-30 | 6688.2456 | 0 | 51.4966 | 1 | 0 | 0 | 0 | 4500 | 1 | 0 | 1056.9393 | 62.8923 | 2224.6392 | 132.3752 | 0 | 0 | 97.6337 | UWFE | 0
1 | 1952 | 1952-07-31 | 9808.5918 | 0 | 52.4523 | 1 | 0 | 0 | 0 | 4145.5332 | 1 | 0 | 1272.6998 | 78.2553 | 2503.0557 | 153.9069 | 0 | 0 | 116.0811 | UWFE | 0
1 | 1952 | 1952-08-31 | [19 empty] | 88187.665 | 5422.4482 | 0 | 0 | 0 | 0
1 | 1952 | 1952-09-30 | [7 empty] | 3316.7529 | 1 | [10 empty] | 87814.3584 | 5225.3172 | 38.3109 | 2.2797 | 38.3109 | 2.2797
1 | 1952 | 1952-10-31 | [19 empty] | 92103.1167 | 5663.1999 | 203.0086 | 12.4825 | 203.0086 | 12.4825
1 | 1952 | 1952-11-30 | [19 empty] | 89899.2256 | 5349.3754 | 736.8885 | 43.8479 | 736.8885 | 21.924
1 | 1952 | 1952-12-31 | [19 empty] | 0 | 0 | 0 | 0 | 0 | 0
1 | 1953 | 1953-04-30 | 5435.791 | 0 | 48.9836 | 1 | 0 | 0 | 0 | 4552 | 1 | 0 | 445.4772 | 26.5077 | 432.8041 | 25.7536 | 0 | 0 | 26.1307 | UWFE | 0
1 | 1953 | 1953-05-31 | 9500.9639 | 1 | 48.5261 | 1 | 3500.9639 | 215.2659 | 1 | 4552 | 1 | 0 | 730.5885 | 44.9221 | 2213.4006 | 136.0967 | 0 | 0 | 90.5094 | UWFE | 0
1 | 1953 | 1953-06-30 | 8763.9053 | 0 | 50.4203 | 1 | 0 | 0 | 0 | 4500 | 1 | 0 | 1097.9736 | 65.334 | 2273.6465 | 135.2914 | 0 | 0 | 100.3127 | UWFE | 0
1 | 1953 | 1953-07-31 | 14905.9033 | 1 | 51.295 | 1 | 2905.9033 | 178.677 | 1 | 3867.5134 | 1 | 0 | 1282.4961 | 78.8576 | 2616.6782 | 160.8933 | 0 | 0 | 119.8754 | IBU | 0
1 | 1953 | 1953-08-31 | [19 empty] | 89655.0713 | 5512.6755 | 19.6381 | 1.2075 | 19.6381 | 1.2075
1 | 1953 | 1953-09-30 | [7 empty] | 3007.0503 | 1 | [10 empty] | 85167.9883 | 5067.8472 | 0 | 0 | 0 | 0
1 | 1953 | 1953-10-31 | [19 empty] | 90385.585 | 5557.593 | 1224.5797 | 75.2965 | 1224.5797 | 75.2965
1 | 1953 | 1953-11-30 | [19 empty] | 88062.6611 | 5240.0922 | 1707.2793 | 101.5902 | 1707.2793 | 50.7951
1 | 1953 | 1953-12-31 | [19 empty] | 0 | 0 | 98.7508 | 6.0719 | 0 | 0
2 | 1954 | 1954-04-30 | 10966.7246 | 1 | 48.7392 | 1 | 4966.7246 | 295.5406 | 1 | 4546 | 1 | 0 | 33.8696 | 2.0154 | 347.9214 | 20.7028 | 0 | 0 | 11.3591 | UWFE | 0
2 | 1954 | 1954-05-31 | 7140.4268 | 1 | 50.8273 | 1 | 1140.4268 | 70.1221 | 1 | 4520.7495 | 1 | 0 | 705.2218 | 43.3624 | 2247.1011 | 138.1689 | 0 | 0 | 90.7656 | UWFE | 0
2 | 1954 | 1954-06-30 | 10288.1543 | 1 | 50.714 | 1 | 288.1543 | 17.1464 | 1 | 4172.916 | 1 | 0 | 1051.8853 | 62.5915 | 2396.1545 | 142.5811 | 0 | 0 | 102.5863 | IBU | 0
2 | 1954 | 1954-07-31 | 16000 | 1 | 51.3267 | 1 | 4000 | 245.9504 | 1 | 3484.4351 | 1 | 0 | 1187.8694 | 73.0392 | 2562.8928 | 157.5861 | 0 | 0 | 115.3127 | IBU | 0
2 | 1954 | 1954-08-31 | [19 empty] | 89107.3271 | 5478.996 | 0 | 0 | 0 | 0
2 | 1954 | 1954-09-30 | [7 empty] | 2910.6812 | 1 | [10 empty] | 89705.001 | 5337.8182 | 0 | 0 | 0 | 0
2 | 1954 | 1954-10-31 | [19 empty] | 92851.604 | 5709.2226 | 798.4457 | 49.0945 | 798.4457 | 49.0945
2 | 1954 | 1954-11-30 | [19 empty] | 92153.2515 | 5483.4993 | 832.2526 | 49.5225 | 832.2526 | 24.7612
2 | 1954 | 1954-12-31 | [19 empty] | 0 | 0 | 0 | 0 | 0 | 0
4 | 1955 | 1955-04-30 | 3250 | 0 | 50.4513 | 1 | 0 | 0 | 0 | 3900.9666 | 1 | 1 | 222.8969 | 13.2633 | 466.9581 | 27.7859 | 0 | 0 | 20.5246 | UWFE | 0
4 | 1955 | 1955-05-31 | 5268.8193 | 0 | 51.6167 | 1 | 0 | 0 | 0 | 4019.9189 | 1 | 1 | 365.3899 | 22.4669 | 2265.772 | 139.3169 | 0 | 0 | 80.8919 | UWFE | 0
4 | 1955 | 1955-06-30 | 9586.7441 | 0 | 51.2535 | 1 | 0 | 0 | 0 | 3710.1033 | 1 | 1 | 444.3331 | 26.4397 | 2712.6807 | 161.4157 | 0 | 0 | 93.9277 | IBU | 0
4 | 1955 | 1955-07-31 | 14380.9561 | 1 | 51.8714 | 1 | 2380.9561 | 146.3993 | 1 | 3124.1541 | 1 | 1 | 487.4453 | 29.9718 | 2538.0757 | 156.0602 | 0 | 0 | 93.016 | IBU | 93.016
4 | 1955 | 1955-08-31 | [19 empty] | 91467.54 | 5624.1198 | 1565.8888 | 96.2827 | 1565.8888 | 96.2827
4 | 1955 | 1955-09-30 | [7 empty] | 2864.9436 | 1 | [10 empty] | 95723.1929 | 5695.9255 | 813.699 | 48.4185 | 813.699 | 48.4185
4 | 1955 | 1955-10-31 | [19 empty] | 94019.6997 | 5781.046 | 1413.0873 | 86.8874 | 1413.0873 | 86.8874
4 | 1955 | 1955-11-30 | [19 empty] | 96749 | 5756.9653 | 1431.4788 | 85.1789 | 1431.4788 | 42.5895
4 | 1955 | 1955-12-31 | [19 empty] | 0 | 0 | 0 | 0 | 0 | 0
1 | 1956 | 1956-04-30 | 3250 | 0 | 49.8951 | 1 | 0 | 0 | 0 | 4525.9761 | 1 | 0 | 274.4471 | 16.3307 | 472.9853 | 28.1446 | 0 | 0 | 22.2377 | UWFE | 0
1 | 1956 | 1956-05-31 | 9877.4131 | 1 | 47.8752 | 1 | 3877.4131 | 238.4128 | 1 | 4552 | 1 | 0 | 735.6575 | 45.2338 | 2024.1602 | 124.4608 | 0 | 0 | 84.8473 | UWFE | 0
1 | 1956 | 1956-06-30 | 7543.416 | 0 | 50.0897 | 1 | 0 | 0 | 0 | 4426.123 | 1 | 0 | 1099.931 | 65.4504 | 2200.5312 | 130.9407 | 0 | 0 | 98.1956 | UWFE | 0
1 | 1956 | 1956-07-31 | 11823.9668 | 0 | 50.2826 | 1 | 0 | 0 | 0 | 3905.5474 | 1 | 0 | 1282.6154 | 78.8649 | 2616.6782 | 160.8933 | 0 | 0 | 119.8791 | IBU | 0
1 | 1956 | 1956-08-31 | [19 empty] | 90474.1582 | 5563.0391 | 0 | 0 | 0 | 0
1 | 1956 | 1956-09-30 | [7 empty] | 3055.8276 | 1 | [10 empty] | 84431.8018 | 5024.0411 | 0 | 0 | 0 | 0
1 | 1956 | 1956-10-31 | [19 empty] | 92823.0757 | 5707.4685 | 524.9938 | 32.2806 | 524.9938 | 32.2806
1 | 1956 | 1956-11-30 | [19 empty] | 87816.9082 | 5225.4689 | 630.5883 | 37.5226 | 630.5883 | 18.7613
1 | 1956 | 1956-12-31 | [19 empty] | 0 | 0 | 0 | 0 | 0 | 0
2 | 1957 | 1957-04-30 | 3250 | 0 | 51.2174 | 1 | 0 | 0 | 0 | 4535.7544 | 1 | 0 | 473.61 | 28.1818 | 459.4242 | 27.3376 | 0 | 0 | 27.7597 | UWFE | 0
2 | 1957 | 1957-05-31 | 10383.7988 | 1 | 50.1161 | 1 | 4383.7988 | 269.5493 | 1 | 4552 | 1 | 0 | 717.7584 | 44.1332 | 2044.8989 | 125.7359 | 0 | 0 | 84.9346 | UWFE | 0
2 | 1957 | 1957-06-30 | 9041.2539 | 0 | 52.2485 | 1 | 0 | 0 | 0 | 4290.394 | 1 | 0 | 866.6025 | 51.5664 | 2422.4946 | 144.1484 | 0 | 0 | 97.8574 | IBU | 0
2 | 1957 | 1957-07-31 | 16000 | 1 | 51.8162 | 1 | 4000 | 245.9504 | 1 | 3601.6663 | 1 | 0 | 947.8796 | 58.2828 | 2467.6895 | 151.7323 | 0 | 0 | 105.0076 | IBU | 0
2 | 1957 | 1957-08-31 | [19 empty] | 89621.124 | 5510.5881 | 972.9947 | 59.8271 | 972.9947 | 59.8271
2 | 1957 | 1957-09-30 | [7 empty] | 3041.053 | 1 | [10 empty] | 90649.2773 | 5394.0066 | 579.7745 | 34.499 | 579.7745 | 34.499
2 | 1957 | 1957-10-31 | [19 empty] | 94373.6128 | 5802.8073 | 1307.7252 | 80.4089 | 1307.7252 | 80.4089
2 | 1957 | 1957-11-30 | [19 empty] | 91059.4033 | 5418.4108 | 2291.8242 | 136.373 | 2291.8242 | 68.1865
2 | 1957 | 1957-12-31 | [19 empty] | 0 | 0 | 0 | 0 | 0 | 0
1 | 1958 | 1958-04-30 | 11542.2393 | 1 | 47.7729 | 1 | 5542.2393 | 329.7861 | 1 | 4173 | 1 | 0 | 28.5275 | 1.6975 | 286.1428 | 17.0267 | 0 | 0 | 9.3621 | UWFE | 0
1 | 1958 | 1958-05-31 | 6985.3262 | 1 | 51.3851 | 1 | 985.3262 | 60.5853 | 1 | 4552 | 1 | 0 | 454.2844 | 27.9329 | 1943.7979 | 119.5195 | 0 | 0 | 73.7262 | UWFE | 0
1 | 1958 | 1958-06-30 | 8232.1523 | 0 | 51.6816 | 1 | 0 | 0 | 0 | 4500 | 1 | 0 | 1154.1927 | 68.6792 | 2269.7261 | 135.0581 | 0 | 0 | 101.8687 | UWFE | 0
1 | 1958 | 1958-07-31 | 12357.0049 | 1 | 52.2247 | 1 | 357.0049 | 21.9514 | 1 | 4105.7368 | 1 | 0 | 1329.9095 | 81.773 | 2552.2114 | 156.9294 | 0 | 0 | 119.3512 | IBU | 0
1 | 1958 | 1958-08-31 | [19 empty] | 87940.8721 | 5407.2735 | 0 | 0 | 0 | 0
1 | 1958 | 1958-09-30 | [7 empty] | 3174.582 | 1 | [10 empty] | 84527.9521 | 5029.7624 | 0 | 0 | 0 | 0
1 | 1958 | 1958-10-31 | [19 empty] | 92967.8687 | 5716.3714 | 50.6989 | 3.1174 | 50.6989 | 3.1174
1 | 1958 | 1958-11-30 | [19 empty] | 88886.126 | 5289.0918 | 1516.7578 | 90.2534 | 1516.7578 | 45.1267
1 | 1958 | 1958-12-31 | [19 empty] | 0 | 0 | 0 | 0 | 0 | 0
3 | 1959 | 1959-04-30 | 4176.9141 | 0 | 52.521 | 1 | 0 | 0 | 0 | 4402.9878 | 1 | 0 | 220.1043 | 13.0971 | 554.8545 | 33.0161 | 0 | 0 | 23.0566 | UWFE | 0
3 | 1959 | 1959-05-31 | 8032.0801 | 1 | 51.6039 | 1 | 2032.0801 | 124.9477 | 1 | 4231.4053 | 1 | 0 | 634.8976 | 39.0383 | 2338.3577 | 143.78 | 0 | 0 | 91.4092 | UWFE | 0
3 | 1959 | 1959-06-30 | 12238.9375 | 1 | 51.9429 | 1 | 2238.9375 | 133.226 | 1 | 3758.0562 | 1 | 0 | 756.1251 | 44.9926 | 2677.3357 | 159.3125 | 0 | 0 | 102.1526 | IBU | 0
3 | 1959 | 1959-07-31 | 16000 | 1 | 52.9363 | 1 | 4000 | 245.9504 | 1 | 3122.5605 | 1 | 0 | 824.8505 | 50.7181 | 2537.3855 | 156.0178 | 0 | 0 | 103.3679 | IBU | 0
3 | 1959 | 1959-08-31 | [19 empty] | 87769.9443 | 5396.7635 | 580.9988 | 35.7242 | 580.9988 | 35.7242
3 | 1959 | 1959-09-30 | [7 empty] | 2777.2996 | 1 | [10 empty] | 94751.3535 | 5638.0971 | 162.4661 | 9.6674 | 162.4661 | 9.6674
3 | 1959 | 1959-10-31 | [19 empty] | 93413.3604 | 5743.7636 | 1540.0111 | 94.6916 | 1540.0111 | 94.6916
3 | 1959 | 1959-11-30 | [19 empty] | 92727.7559 | 5517.6846 | 1347.0541 | 80.1553 | 1347.0541 | 40.0776
3 | 1959 | 1959-12-31 | [19 empty] | 0 | 0 | 2025.1993 | 124.5247 | 0 | 0
4 | 1960 | 1960-04-30 | 7127.0625 | 1 | 49.9112 | 1 | 1127.0625 | 67.0649 | 1 | 4172.9888 | 1 | 1 | 16.4874 | 0.98107 | 466.4559 | 27.7561 | 0 | 0 | 14.3686 | UWFE | 0
4 | 1960 | 1960-05-31 | 4957.1445 | 0 | 52.5273 | 1 | 0 | 0 | 0 | 4264.8516 | 1 | 1 | 320.0725 | 19.6805 | 2099.8628 | 129.1155 | 0 | 0 | 74.398 | UWFE | 0
4 | 1960 | 1960-06-30 | 13233.9727 | 1 | 51.4405 | 1 | 3233.9727 | 192.4347 | 1 | 3735.5588 | 1 | 1 | 457.7018 | 27.2352 | 2712.6807 | 161.4157 | 0 | 0 | 94.3254 | IBU | 94.3254
4 | 1960 | 1960-07-31 | 13995.5498 | 1 | 52.786 | 1 | 1995.5498 | 122.7016 | 1 | 3174.9954 | 1 | 1 | 499.181 | 30.6934 | 2441.2615 | 150.1073 | 0 | 0 | 90.4004 | IBU | 90.4004
4 | 1960 | 1960-08-31 | [19 empty] | 90376.2197 | 5557.0171 | 1283.535 | 78.9215 | 1283.535 | 78.9215
4 | 1960 | 1960-09-30 | [7 empty] | 2747.3599 | 1 | [10 empty] | 93859.9321 | 5585.0538 | 1185.9482 | 70.5688 | 1185.9482 | 70.5688
4 | 1960 | 1960-10-31 | [19 empty] | 93911.3975 | 5774.3868 | 1660.7848 | 102.1177 | 1660.7848 | 102.1177
4 | 1960 | 1960-11-30 | [19 empty] | 96749 | 5756.9653 | 409.7125 | 24.3796 | 409.7125 | 12.1898
4 | 1960 | 1960-12-31 | [19 empty] | 0 | 0 | 2387.1279 | 146.7788 | 0 | 0
4 | 1961 | 1961-04-30 | 3330.928 | 0 | 51.2625 | 1 | 0 | 0 | 0 | 4552 | 1 | 1 | 224.1461 | 13.3376 | 461.4332 | 27.4572 | 0 | 0 | 20.3974 | UWFE | 0
4 | 1961 | 1961-05-31 | 7787.1885 | 1 | 50.2406 | 1 | 1787.1885 | 109.8899 | 1 | 4502.2798 | 1 | 1 | 270.7625 | 16.6485 | 2241.9163 | 137.8501 | 0 | 0 | 77.2493 | UWFE | 0
4 | 1961 | 1961-06-30 | 10063.0752 | 1 | 51.53 | 1 | 63.0752 | 3.7532 | 1 | 4143.2856 | 1 | 1 | 520.3307 | 30.9618 | 2605.4656 | 155.036 | 0 | 0 | 92.9989 | IBU | 3.7532
4 | 1961 | 1961-07-31 | 16000 | 1 | 51.3744 | 1 | 4000 | 245.9504 | 1 | 3417.938 | 1 | 1 | 610.1761 | 37.5183 | 2538.0757 | 156.0602 | 0 | 0 | 96.7892 | IBU | 96.7892
4 | 1961 | 1961-08-31 | [19 empty] | 90140.4219 | 5542.5185 | 3366.3738 | 206.9903 | 3366.3738 | 206.9903
4 | 1961 | 1961-09-30 | [7 empty] | 3030.2942 | 1 | [10 empty] | 94542.3823 | 5625.6624 | 1068.3673 | 63.5723 | 1068.3673 | 63.5723
4 | 1961 | 1961-10-31 | [19 empty] | 92871.4131 | 5710.4406 | 2354.5803 | 144.7775 | 2354.5803 | 144.7775
4 | 1961 | 1961-11-30 | [19 empty] | 95558.9888 | 5686.1547 | 1388.9673 | 82.6493 | 1388.9673 | 41.3246
4 | 1961 | 1961-12-31 | [19 empty] | 0 | 0 | 1553.0544 | 95.4936 | 0 | 0
3 | 1962 | 1962-04-30 | 3754.135 | 0 | 51.1166 | 1 | 0 | 0 | 0 | 4552 | 1 | 0 | 412.5512 | 24.5485 | 496.0895 | 29.5194 | 0 | 0 | 27.0339 | UWFE | 0
3 | 1962 | 1962-05-31 | 8163.2202 | 1 | 49.7835 | 1 | 2163.2202 | 133.0112 | 1 | 4418.8945 | 1 | 0 | 657.1561 | 40.407 | 2288.5784 | 140.7192 | 0 | 0 | 90.5631 | UWFE | 0
3 | 1962 | 1962-06-30 | 9541.0107 | 0 | 50.6775 | 1 | 0 | 0 | 0 | 4081.9338 | 1 | 0 | 805.9758 | 47.9589 | 2523.6528 | 150.1678 | 0 | 0 | 99.0633 | IBU | 0
3 | 1962 | 1962-07-31 | 15542.7832 | 1 | 50.5078 | 1 | 3542.7832 | 217.8372 | 1 | 3381.1711 | 1 | 0 | 930.3408 | 57.2044 | 2537.3855 | 156.0178 | 0 | 0 | 106.6111 | IBU | 0
3 | 1962 | 1962-08-31 | [19 empty] | 90501.5059 | 5564.7207 | 326.014 | 20.0458 | 326.014 | 20.0458
3 | 1962 | 1962-09-30 | [7 empty] | 3012.7175 | 1 | [10 empty] | 94563.6353 | 5626.9271 | 0 | 0 | 0 | 0
3 | 1962 | 1962-10-31 | [19 empty] | 91099.3086 | 5601.4781 | 0 | 0 | 0 | 0
3 | 1962 | 1962-11-30 | [19 empty] | 94435.6953 | 5619.3141 | 0 | 0 | 0 | 0
3 | 1962 | 1962-12-31 | [19 empty] | 0 | 0 | 0 | 0 | 0 | 0
1 | 1963 | 1963-04-30 | 30893.4492 | 1 | 48.0211 | 1 | 24893.4492 | 1481.2631 | 1 | 4137 | 1 | 0 | 15.7005 | 0.93425 | 254.5001 | 15.1438 | 0 | 0 | 8.039 | UWFE | 0
1 | 1963 | 1963-05-31 | 4724.0718 | 0 | 52.6576 | 1 | 0 | 0 | 0 | 4552 | 1 | 0 | 528.8322 | 32.5166 | 2086.3762 | 128.2863 | 0 | 0 | 80.4014 | UWFE | 0
1 | 1963 | 1963-06-30 | 8594.7188 | 0 | 52.5437 | 1 | 0 | 0 | 0 | 4318.4883 | 1 | 0 | 1228.4559 | 73.0982 | 2324.6143 | 138.3242 | 0 | 0 | 105.7112 | IBU | 0
1 | 1963 | 1963-07-31 | 16000 | 1 | 52.1096 | 1 | 4000 | 245.9504 | 1 | 3649.5266 | 1 | 0 | 1381.7018 | 84.9575 | 2521.4749 | 155.0394 | 0 | 0 | 119.9985 | IBU | 0
1 | 1963 | 1963-08-31 | [19 empty] | 89286.8535 | 5490.0346 | 0 | 0 | 0 | 0
1 | 1963 | 1963-09-30 | [7 empty] | 2718.1057 | 1 | [10 empty] | 84976.958 | 5056.4801 | 0 | 0 | 0 | 0
1 | 1963 | 1963-10-31 | [19 empty] | 92588.9097 | 5693.0701 | 1189.5573 | 73.143 | 1189.5573 | 73.143
1 | 1963 | 1963-11-30 | [19 empty] | 93790.8306 | 5580.942 | 1109.0795 | 65.9948 | 1109.0795 | 32.9974
1 | 1963 | 1963-12-31 | [19 empty] | 0 | 0 | 347.9604 | 21.3952 | 0 | 0
4 | 1964 | 1964-04-30 | 6091.9458 | 1 | 49.5505 | 1 | 91.9458 | 5.4712 | 1 | 3746.6431 | 1 | 1 | 316.7788 | 18.8496 | 564.8998 | 33.6139 | 0 | 0 | 26.2318 | UWFE | 0
4 | 1964 | 1964-05-31 | 6700.6343 | 1 | 50.719 | 1 | 700.6343 | 43.0803 | 1 | 3609.583 | 1 | 1 | 332.7473 | 20.4598 | 2309.8418 | 142.0266 | 0 | 0 | 81.2432 | UWFE | 0
4 | 1964 | 1964-06-30 | 8947.915 | 0 | 51.8991 | 1 | 0 | 0 | 0 | 3402.845 | 1 | 1 | 359.1174 | 21.369 | 2607.7468 | 155.1717 | 0 | 0 | 88.2703 | IBU | 0
4 | 1964 | 1964-07-31 | 14511.1045 | 1 | 52.2635 | 1 | 2511.1045 | 154.4018 | 1 | 2786.1204 | 1 | 1 | 422.4683 | 25.9766 | 2533.6196 | 155.7862 | 0 | 0 | 90.8814 | IBU | 90.8814
4 | 1964 | 1964-08-31 | [19 empty] | 91194.7256 | 5607.3451 | 771.8971 | 47.4621 | 771.8971 | 47.4621
4 | 1964 | 1964-09-30 | [7 empty] | 2475.9597 | 1 | [10 empty] | 95000.5879 | 5652.9275 | 1010.3552 | 60.1203 | 1010.3552 | 60.1203
4 | 1964 | 1964-10-31 | [19 empty] | 94941.0786 | 5837.6994 | 1503.1575 | 92.4256 | 1503.1575 | 92.4256
4 | 1964 | 1964-11-30 | [19 empty] | 96749 | 5756.9653 | 1991.6625 | 118.5121 | 1991.6625 | 59.2561
4 | 1964 | 1964-12-31 | [19 empty] | 0 | 0 | 0 | 0 | 0 | 0
1 | 1965 | 1965-04-30 | 6748.3589 | 1 | 46.9475 | 1 | 748.3589 | 44.5304 | 1 | 4500 | 1 | 0 | 15.9951 | 0.95177 | 409.7 | 24.3788 | 0 | 0 | 12.6653 | UWFE | 0
1 | 1965 | 1965-05-31 | 6685.5464 | 1 | 49.0954 | 1 | 685.5464 | 42.1526 | 1 | 4530.542 | 1 | 0 | 633.975 | 38.9816 | 2257.9951 | 138.8387 | 0 | 0 | 88.9102 | UWFE | 0
1 | 1965 | 1965-06-30 | 8087.3091 | 0 | 49.5362 | 1 | 0 | 0 | 0 | 4283.3418 | 1 | 0 | 838.3341 | 49.8843 | 2334.416 | 138.9074 | 0 | 0 | 94.3959 | UWFE | 0
1 | 1965 | 1965-07-31 | 16000 | 1 | 49.4431 | 1 | 4000 | 245.9504 | 1 | 3588.6501 | 1 | 0 | 922.0832 | 56.6967 | 2612.0735 | 160.6101 | 0 | 0 | 108.6534 | IBU | 0
1 | 1965 | 1965-08-31 | [19 empty] | 91045.6006 | 5598.1758 | 0 | 0 | 0 | 0
1 | 1965 | 1965-09-30 | [7 empty] | 2849.3286 | 1 | [10 empty] | 86410.6357 | 5141.7899 | 0 | 0 | 0 | 0
1 | 1965 | 1965-10-31 | [19 empty] | 91501.9746 | 5626.2371 | 958.2055 | 58.9178 | 958.2055 | 58.9178
1 | 1965 | 1965-11-30 | [19 empty] | 92705.7603 | 5516.3758 | 425.1225 | 25.2965 | 425.1225 | 12.6483
1 | 1965 | 1965-12-31 | [19 empty] | 0 | 0 | 0 | 0 | 0 | 0
3 | 1966 | 1966-04-30 | 4292.8887 | 0 | 49.8692 | 1 | 0 | 0 | 0 | 4552 | 1 | 0 | 529.8277 | 31.5269 | 552.3431 | 32.8667 | 0 | 0 | 32.1968 | UWFE | 0
3 | 1966 | 1966-05-31 | 8730.6592 | 1 | 49.4726 | 1 | 2730.6592 | 167.9017 | 1 | 4347.7725 | 1 | 0 | 640.7465 | 39.398 | 2340.425 | 143.9071 | 0 | 0 | 91.6525 | IBU | 0
3 | 1966 | 1966-06-30 | 13508.8633 | 1 | 49.8644 | 1 | 3508.8633 | 208.7919 | 1 | 3800.2344 | 1 | 0 | 770.6282 | 45.8556 | 2661.6143 | 158.377 | 0 | 0 | 102.1163 | IBU | 0
3 | 1966 | 1966-07-31 | 16000 | 1 | 50.8349 | 1 | 4000 | 245.9504 | 1 | 3119.6094 | 1 | 0 | 838.9403 | 51.5844 | 2521.1633 | 155.0203 | 0 | 0 | 103.3024 | IBU | 0
3 | 1966 | 1966-08-31 | [19 empty] | 87234.4795 | 5363.8391 | 442.3545 | 27.1993 | 442.3545 | 27.1993
3 | 1966 | 1966-09-30 | [7 empty] | 2583.3672 | 1 | [10 empty] | 92546.8853 | 5506.9221 | 418.4725 | 24.9008 | 418.4725 | 24.9008
3 | 1966 | 1966-10-31 | [19 empty] | 93829.6924 | 5769.3629 | 1319.8214 | 81.1527 | 1319.8214 | 81.1527
3 | 1966 | 1966-11-30 | [19 empty] | 96749 | 5756.9653 | 1161.3711 | 69.1064 | 1161.3711 | 34.5532
3 | 1966 | 1966-12-31 | [19 empty] | 0 | 0 | 0 | 0 | 0 | 0
1 | 1967 | 1967-04-30 | 10209.6709 | 1 | 47.1435 | 1 | 4209.6709 | 250.4928 | 1 | 4479 | 1 | 0 | 39.8704 | 2.3725 | 237.4231 | 14.1277 | 0 | 0 | 8.2501 | UWFE | 0
1 | 1967 | 1967-05-31 | 12507.457 | 1 | 48.9939 | 1 | 6507.457 | 400.1279 | 1 | 4552 | 1 | 0 | 634.835 | 39.0345 | 2252.2856 | 138.4876 | 0 | 0 | 88.7611 | UWFE | 0
1 | 1967 | 1967-06-30 | 8491.8008 | 0 | 51.1733 | 1 | 0 | 0 | 0 | 4500 | 1 | 0 | 937.7822 | 55.8019 | 2001.1646 | 119.0776 | 0 | 0 | 87.4397 | UWFE | 0
1 | 1967 | 1967-07-31 | 11558.0479 | 0 | 52.5317 | 1 | 0 | 0 | 0 | 4019.9312 | 1 | 0 | 1366.8882 | 84.0467 | 2516.8701 | 154.7563 | 0 | 0 | 119.4015 | UWFE | 0
1 | 1967 | 1967-08-31 | [19 empty] | 89940.6201 | 5530.2332 | 0 | 0 | 0 | 0
1 | 1967 | 1967-09-30 | [7 empty] | 3126.8677 | 1 | [10 empty] | 84275.957 | 5014.7677 | 0 | 0 | 0 | 0
1 | 1967 | 1967-10-31 | [19 empty] | 94715.5815 | 5823.8341 | 302.18 | 18.5803 | 302.18 | 18.5803
1 | 1967 | 1967-11-30 | [19 empty] | 91235.6035 | 5428.8954 | 1725.1964 | 102.6563 | 1725.1964 | 51.3282
1 | 1967 | 1967-12-31 | [19 empty] | 0 | 0 | 0 | 0 | 0 | 0
3 | 1968 | 1968-04-30 | 3250 | 0 | 51.9104 | 1 | 0 | 0 | 0 | 4387.3369 | 1 | 0 | 372.8588 | 22.1866 | 480.017 | 28.563 | 0 | 0 | 25.3748 | UWFE | 0
3 | 1968 | 1968-05-31 | 7092.5923 | 1 | 51.0287 | 1 | 1092.5923 | 67.1809 | 1 | 4254.6367 | 1 | 0 | 578.8368 | 35.5913 | 2198.3716 | 135.1726 | 0 | 0 | 85.3819 | UWFE | 0
3 | 1968 | 1968-06-30 | 13090.2783 | 1 | 50.739 | 1 | 3090.2783 | 183.8843 | 1 | 3698.4705 | 1 | 0 | 708.039 | 42.1312 | 2497.6624 | 148.6212 | 0 | 0 | 95.3762 | IBU | 0
3 | 1968 | 1968-07-31 | 16000 | 1 | 51.8927 | 1 | 4000 | 245.9504 | 1 | 3020.8716 | 1 | 0 | 869.4346 | 53.4595 | 2537.3855 | 156.0178 | 0 | 0 | 104.7386 | IBU | 0
3 | 1968 | 1968-08-31 | [19 empty] | 91885.4238 | 5649.8145 | 520.4457 | 32.001 | 520.4457 | 32.001
3 | 1968 | 1968-09-30 | [7 empty] | 2794.0652 | 1 | [10 empty] | 93395.6299 | 5557.4259 | 164.137 | 9.7668 | 164.137 | 9.7668
3 | 1968 | 1968-10-31 | [19 empty] | 94950.543 | 5838.2813 | 1019.0937 | 62.6616 | 1019.0937 | 62.6616
3 | 1968 | 1968-11-30 | [19 empty] | 96749 | 5756.9653 | 448.9588 | 26.7149 | 448.9588 | 13.3575
3 | 1968 | 1968-12-31 | [19 empty] | 0 | 0 | 0 | 0 | 0 | 0
1 | 1969 | 1969-04-30 | 9669.7627 | 1 | 46.9907 | 1 | 3669.7627 | 218.366 | 1 | 4434 | 1 | 0 | 171.7332 | 10.2188 | 463.4423 | 27.5767 | 0 | 0 | 18.8978 | UWFE | 0
1 | 1969 | 1969-05-31 | 9579.458 | 1 | 48.8723 | 1 | 3579.458 | 220.0923 | 1 | 4552 | 1 | 0 | 779.5358 | 47.9318 | 2345.6096 | 144.2259 | 0 | 0 | 96.0789 | UWFE | 0
1 | 1969 | 1969-06-30 | 8011.48 | 0 | 50.5018 | 1 | 0 | 0 | 0 | 4403.0791 | 1 | 0 | 1103.2566 | 65.6483 | 2226.0151 | 132.4571 | 0 | 0 | 99.0527 | UWFE | 0
1 | 1969 | 1969-07-31 | 11045.0781 | 0 | 51.5087 | 1 | 0 | 0 | 0 | 3947.4578 | 1 | 0 | 1249.1562 | 76.8076 | 2516.8701 | 154.7563 | 0 | 0 | 115.782 | IBU | 0
1 | 1969 | 1969-08-31 | [19 empty] | 89532.791 | 5505.1567 | 0 | 0 | 0 | 0
1 | 1969 | 1969-09-30 | [7 empty] | 3239.3909 | 1 | [10 empty] | 88147.0195 | 5245.1119 | 42.8577 | 2.5502 | 42.8577 | 2.5502
1 | 1969 | 1969-10-31 | [19 empty] | 93281.4272 | 5735.6514 | 245.9806 | 15.1248 | 245.9806 | 15.1248
1 | 1969 | 1969-11-30 | [19 empty] | 92833.8052 | 5523.995 | 0 | 0 | 0 | 0
1 | 1969 | 1969-12-31 | [19 empty] | 0 | 0 | 0 | 0 | 0 | 0
1 | 1970 | 1970-04-30 | 3250 | 0 | 49.8044 | 1 | 0 | 0 | 0 | 4291.0645 | 1 | 0 | 73.1966 | 4.3555 | 508.6461 | 30.2665 | 0 | 0 | 17.311 | UWFE | 0
1 | 1970 | 1970-05-31 | 6423.0225 | 1 | 49.8999 | 1 | 423.0225 | 26.0106 | 1 | 4231.8843 | 1 | 0 | 572.1926 | 35.1828 | 2315.0266 | 142.3454 | 0 | 0 | 88.7641 | UWFE | 0
1 | 1970 | 1970-06-30 | 11296.084 | 1 | 49.3744 | 1 | 1296.084 | 77.1224 | 1 | 3804.7209 | 1 | 0 | 657.6102 | 39.1305 | 2256.0039 | 134.2416 | 0 | 0 | 86.686 | IBU | 0
1 | 1970 | 1970-07-31 | 15933.2969 | 1 | 50.2642 | 1 | 3933.2969 | 241.849 | 1 | 3122.0967 | 1 | 0 | 784.4171 | 48.2319 | 2616.6782 | 160.8933 | 0 | 0 | 104.5626 | IBU | 0
1 | 1970 | 1970-08-31 | [19 empty] | 89359.1201 | 5494.4781 | 0 | 0 | 0 | 0
1 | 1970 | 1970-09-30 | [7 empty] | 2249.6484 | 1 | [10 empty] | 84248.9375 | 5013.1599 | 762.3438 | 45.3626 | 762.3438 | 45.3626
1 | 1970 | 1970-10-31 | [19 empty] | 90155.1904 | 5543.4266 | 958.8508 | 58.9574 | 958.8508 | 58.9574
1 | 1970 | 1970-11-30 | [19 empty] | 94202.667 | 5605.448 | 1112.5507 | 66.2014 | 1112.5507 | 33.1007
1 | 1970 | 1970-12-31 | [19 empty] | 0 | 0 | 0 | 0 | 0 | 0
1 | 1971 | 1971-04-30 | 3250 | 0 | 50.1011 | 1 | 0 | 0 | 0 | 4470.4141 | 1 | 0 | 663.0163 | 39.4522 | 563.3929 | 33.5242 | 0 | 0 | 36.4882 | UWFE | 0
1 | 1971 | 1971-05-31 | 8956.8486 | 1 | 49.0741 | 1 | 2956.8486 | 181.8095 | 1 | 4552 | 1 | 0 | 722.5508 | 44.4279 | 1990.4598 | 122.3886 | 0 | 0 | 83.4083 | UWFE | 0
1 | 1971 | 1971-06-30 | 7962.2466 | 0 | 51.378 | 1 | 0 | 0 | 0 | 4500 | 1 | 0 | 865.0387 | 51.4734 | 2342.2573 | 139.374 | 0 | 0 | 95.4237 | UWFE | 0
1 | 1971 | 1971-07-31 | 15771.3086 | 1 | 51.1682 | 1 | 3771.3086 | 231.8887 | 1 | 3763.6338 | 1 | 0 | 964.2192 | 59.2875 | 2521.4749 | 155.0394 | 0 | 0 | 107.1635 | IBU | 0
1 | 1971 | 1971-08-31 | [19 empty] | 90534.5293 | 5566.7512 | 367.7022 | 22.6091 | 367.7022 | 22.6091
1 | 1971 | 1971-09-30 | [7 empty] | 2942.958 | 1 | [10 empty] | 86539.2598 | 5149.4436 | 0 | 0 | 0 | 0
1 | 1971 | 1971-10-31 | [19 empty] | 91401.7578 | 5620.075 | 1216.4792 | 74.7984 | 1216.4792 | 74.7984
1 | 1971 | 1971-11-30 | [19 empty] | 87564.6484 | 5210.4584 | 1703.5538 | 101.3685 | 1703.5538 | 50.6842
1 | 1971 | 1971-12-31 | [19 empty] | 0 | 0 | 0 | 0 | 0 | 0
3 | 1972 | 1972-04-30 | 4466.645 | 0 | 50.0822 | 1 | 0 | 0 | 0 | 4552 | 1 | 0 | 323.2535 | 19.2349 | 539.2842 | 32.0896 | 0 | 0 | 25.6623 | UWFE | 0
3 | 1972 | 1972-05-31 | 7295.1348 | 1 | 50.6107 | 1 | 1295.1348 | 79.6347 | 1 | 4444.4248 | 1 | 0 | 214.1783 | 13.1693 | 2237.2563 | 137.5635 | 0 | 0 | 75.3664 | UWFE | 0
3 | 1972 | 1972-06-30 | 13446.585 | 1 | 50.5292 | 1 | 3446.585 | 205.086 | 1 | 3879.4409 | 1 | 0 | 428.4666 | 25.4955 | 2616.696 | 155.7042 | 0 | 0 | 90.5999 | IBU | 0
3 | 1972 | 1972-07-31 | 15975.8271 | 1 | 51.617 | 1 | 3975.8271 | 244.4641 | 1 | 3200 | 1 | 0 | 484.0748 | 29.7646 | 2537.3855 | 156.0178 | 0 | 0 | 92.8912 | IBU | 0
3 | 1972 | 1972-08-31 | [19 empty] | 89878.541 | 5526.4161 | 1250.8757 | 76.9134 | 1250.8757 | 76.9134
3 | 1972 | 1972-09-30 | [7 empty] | 2958.2964 | 1 | [10 empty] | 95242.7227 | 5667.3356 | 954.7809 | 56.8134 | 954.7809 | 56.8134
3 | 1972 | 1972-10-31 | [19 empty] | 95128.999 | 5849.2542 | 439.7225 | 27.0375 | 439.7225 | 27.0375
3 | 1972 | 1972-11-30 | [19 empty] | 96243.0745 | 5726.8606 | 2301.5762 | 136.9533 | 2301.5762 | 68.4766
3 | 1972 | 1972-12-31 | [19 empty] | 0 | 0 | 0 | 0 | 0 | 0
2 | 1973 | 1973-04-30 | 3250 | 0 | 50.5814 | 1 | 0 | 0 | 0 | 4464.4717 | 1 | 0 | 411.989 | 24.515 | 453.397 | 26.979 | 0 | 0 | 25.747 | UWFE | 0
2 | 1973 | 1973-05-31 | 6365.7554 | 1 | 51.2658 | 1 | 365.7554 | 22.4894 | 1 | 4489.7715 | 1 | 0 | 753.9079 | 46.356 | 2250.2183 | 138.3605 | 0 | 0 | 92.3583 | UWFE | 0
2 | 1973 | 1973-06-30 | 13158.1406 | 1 | 49.9006 | 1 | 3158.1406 | 187.9224 | 1 | 3919.5508 | 1 | 0 | 1050.8997 | 62.5329 | 2424.5208 | 144.269 | 0 | 0 | 103.4009 | IBU | 0
2 | 1973 | 1973-07-31 | 16000 | 1 | 50.5793 | 1 | 4000 | 245.9504 | 1 | 3219.9336 | 1 | 0 | 1148.6138 | 70.6255 | 2522.6577 | 155.1122 | 0 | 0 | 112.8688 | IBU | 0
2 | 1973 | 1973-08-31 | [19 empty] | 91231.0947 | 5609.5814 | 266.0858 | 16.361 | 266.0858 | 16.361
2 | 1973 | 1973-09-30 | [7 empty] | 2805.6096 | 1 | [10 empty] | 90741.9873 | 5399.5232 | 632.8945 | 37.6598 | 632.8945 | 37.6598
2 | 1973 | 1973-10-31 | [19 empty] | 94903.3291 | 5835.3783 | 827.6483 | 50.8901 | 827.6483 | 50.8901
2 | 1973 | 1973-11-30 | [19 empty] | 71353.3066 | 4245.8166 | 0 | 0 | 0 | 0
2 | 1973 | 1973-12-31 | [19 empty] | 0 | 0 | 0 | 0 | 0 | 0
1 | 1974 | 1974-04-30 | 5857.2148 | 0 | 48.4155 | 1 | 0 | 0 | 0 | 4289 | 1 | 0 | 44.7164 | 2.6608 | 403.1705 | 23.9903 | 0 | 0 | 13.3256 | UWFE | 0
1 | 1974 | 1974-05-31 | 5594.6343 | 0 | 50.9343 | 1 | 0 | 0 | 0 | 4515.0288 | 1 | 0 | 762.7927 | 46.9023 | 2255.4028 | 138.6793 | 0 | 0 | 92.7908 | UWFE | 0
1 | 1974 | 1974-06-30 | 8124.5073 | 0 | 51.2551 | 1 | 0 | 0 | 0 | 4359.8823 | 1 | 0 | 1221.212 | 72.6672 | 2328.5349 | 138.5574 | 0 | 0 | 105.6123 | UWFE | 0
1 | 1974 | 1974-07-31 | 12602.3799 | 1 | 51.6808 | 1 | 602.3799 | 37.0389 | 1 | 3927.6494 | 1 | 0 | 1157.8093 | 71.1909 | 2265.9106 | 139.3254 | 0 | 0 | 105.2582 | IBU | 0
1 | 1974 | 1974-08-31 | [19 empty] | 90403.6592 | 5558.7043 | 0 | 0 | 0 | 0
1 | 1974 | 1974-09-30 | [7 empty] | 3201.7532 | 1 | [10 empty] | 86925.9688 | 5172.4543 | 0 | 0 | 0 | 0
1 | 1974 | 1974-10-31 | [19 empty] | 91203.3242 | 5607.8738 | 1233.318 | 75.8338 | 1233.318 | 75.8338
1 | 1974 | 1974-11-30 | [19 empty] | 87555.9795 | 5209.9426 | 1391.8278 | 82.8195 | 1391.8278 | 41.4098
1 | 1974 | 1974-12-31 | [19 empty] | 0 | 0 | 0 | 0 | 0 | 0
1 | 1975 | 1975-04-30 | 3250 | 0 | 50.4704 | 1 | 0 | 0 | 0 | 4449.6987 | 1 | 0 | 348.7161 | 20.7501 | 422.2566 | 25.126 | 0 | 0 | 22.938 | UWFE | 0
1 | 1975 | 1975-05-31 | 9954.1455 | 1 | 50.2793 | 1 | 3954.1455 | 243.1309 | 1 | 4552 | 1 | 0 | 880.4407 | 54.1362 | 2314.5017 | 142.3132 | 0 | 0 | 98.2247 | UWFE | 0
1 | 1975 | 1975-06-30 | 8908.6064 | 0 | 51.9626 | 1 | 0 | 0 | 0 | 4422.0156 | 1 | 0 | 1191.2261 | 70.8829 | 2278.9434 | 135.6065 | 0 | 0 | 103.2447 | UWFE | 0
1 | 1975 | 1975-07-31 | 13871.7422 | 1 | 52.1751 | 1 | 1871.7422 | 115.0889 | 1 | 3940.1907 | 1 | 0 | 1259.2373 | 77.4275 | 2566.0256 | 157.7788 | 0 | 0 | 117.6031 | IBU | 0
1 | 1975 | 1975-08-31 | [19 empty] | 90235.9766 | 5548.3939 | 0 | 0 | 0 | 0
1 | 1975 | 1975-09-30 | [7 empty] | 3139.9026 | 1 | [10 empty] | 84908.5557 | 5052.4099 | 0 | 0 | 0 | 0
1 | 1975 | 1975-10-31 | [19 empty] | 93899.6826 | 5773.6664 | 935.7257 | 57.5355 | 935.7257 | 57.5355
1 | 1975 | 1975-11-30 | [19 empty] | 90029.6309 | 5357.1351 | 1105.7954 | 65.7994 | 1105.7954 | 32.8997
1 | 1975 | 1975-12-31 | [19 empty] | 0 | 0 | 0 | 0 | 0 | 0
4 | 1976 | 1976-04-30 | 3250 | 0 | 51.5879 | 1 | 0 | 0 | 0 | 3878.49 | 1 | 1 | 162.4164 | 9.6644 | 525.2208 | 31.2528 | 0 | 0 | 20.4586 | UWFE | 0
4 | 1976 | 1976-05-31 | 10081.5947 | 1 | 51.4431 | 1 | 4081.5947 | 250.9675 | 1 | 3615.46 | 1 | 1 | 197.6355 | 12.1521 | 2397.4563 | 147.4138 | 0 | 0 | 79.783 | IBU | 79.783
4 | 1976 | 1976-06-30 | 9693.1299 | 0 | 52.9647 | 1 | 0 | 0 | 0 | 3290.3748 | 1 | 1 | 220.8133 | 13.1393 | 2496.3179 | 148.5412 | 0 | 0 | 80.8403 | IBU | 0
4 | 1976 | 1976-07-31 | 13307.6348 | 1 | 54.0764 | 0 | 0 | 0 | 0 | 2839.3403 | 1 | 1 | 243.2985 | 14.9598 | 2326.6448 | 143.0598 | 0 | 0 | 79.0098 | IBU | 0
4 | 1976 | 1976-08-31 | [19 empty] | 93360.2148 | 5740.4959 | 1948.8915 | 119.8327 | 1948.8915 | 119.8327
4 | 1976 | 1976-09-30 | [7 empty] | 2776.3486 | 1 | [10 empty] | 95118.0684 | 5659.9181 | 1649.7568 | 98.1673 | 1649.7568 | 98.1673
4 | 1976 | 1976-10-31 | [19 empty] | 92269.147 | 5673.4087 | 1735.9191 | 106.7375 | 1735.9191 | 106.7375
4 | 1976 | 1976-11-30 | [19 empty] | 92605.2544 | 5510.3953 | 1444.7786 | 85.9703 | 1444.7786 | 42.9851
4 | 1976 | 1976-12-31 | [19 empty] | 0 | 0 | 2446.426 | 150.4249 | 0 | 0
5 | 1977 | 1977-04-30 | 7071.751 | 1 | 50.7919 | 1 | 1071.751 | 63.7736 | 1 | 1944.6559 | 1 | 1 | 201.6096 | 11.9966 | 581.8025 | 34.6197 | 0 | 0 | 23.3081 | IBU | 23.3081
5 | 1977 | 1977-05-31 | 5902.6396 | 0 | 52.3272 | 1 | 0 | 0 | 0 | 1775.2607 | 1 | 1 | 129.1551 | 7.9414 | 1768.8984 | 108.7653 | 0 | 0 | 58.3534 | IBU | 0
5 | 1977 | 1977-06-30 | 12227.6289 | 1 | 54.2871 | 1 | 2227.6289 | 132.5531 | 1 | 1227.3998 | 1 | 1 | 215.2688 | 12.8094 | 2477.7227 | 147.4347 | 0 | 0 | 80.1221 | IBU | 80.1221
5 | 1977 | 1977-07-31 | 12847.9814 | 1 | 56.799 | 0 | 0 | 0 | 0 | 674.0114 | 1 | 1 | 236.5211 | 14.5431 | 2273.3716 | 139.7842 | 0 | 0 | 77.1636 | IBU | 0
5 | 1977 | 1977-08-31 | [19 empty] | 90811.3945 | 5583.775 | 3103.3232 | 190.8159 | 3103.3232 | 190.8159
5 | 1977 | 1977-09-30 | [7 empty] | 550 | 1 | [10 empty] | 96010.7861 | 5713.0385 | 2002.1653 | 119.1371 | 2002.1653 | 119.1371
5 | 1977 | 1977-10-31 | [19 empty] | 93437.8208 | 5745.2677 | 1799.3027 | 110.6348 | 1799.3027 | 110.6348
5 | 1977 | 1977-11-30 | [19 empty] | 96634.6804 | 5750.1628 | 1647.7871 | 98.0501 | 1647.7871 | 49.0251
5 | 1977 | 1977-12-31 | [19 empty] | 0 | 0 | 1898.1753 | 116.7142 | 0 | 0
2 | 1978 | 1978-04-30 | 5366.9473 | 0 | 47.1742 | 1 | 0 | 0 | 0 | 4552 | 1 | 0 | 14.3499 | 0.85388 | 353.4463 | 21.0315 | 0 | 0 | 10.9427 | UWFE | 0
2 | 1978 | 1978-05-31 | 8295.8477 | 1 | 48.7541 | 1 | 2295.8477 | 141.1662 | 1 | 4552 | 1 | 0 | 802.3403 | 49.334 | 2254.8779 | 138.647 | 0 | 0 | 93.9905 | UWFE | 0
2 | 1978 | 1978-06-30 | 9561.7168 | 0 | 49.9637 | 1 | 0 | 0 | 0 | 4231.4814 | 1 | 0 | 1242.4238 | 73.9294 | 2349.4448 | 139.8017 | 0 | 0 | 106.8655 | UWFE | 0
2 | 1978 | 1978-07-31 | 13248.9893 | 1 | 50.878 | 1 | 1248.9893 | 76.7974 | 1 | 3678.9851 | 1 | 0 | 1355.9877 | 83.3764 | 2562.8928 | 157.5861 | 0 | 0 | 120.4813 | IBU | 0
2 | 1978 | 1978-08-31 | [19 empty] | 90311.0869 | 5553.0123 | 138.0856 | 8.4905 | 138.0856 | 8.4905
2 | 1978 | 1978-09-30 | [7 empty] | 3233.9426 | 1 | [10 empty] | 93316.7197 | 5552.7304 | 124.3065 | 7.3968 | 124.3065 | 7.3968
2 | 1978 | 1978-10-31 | [19 empty] | 94237.5181 | 5794.4391 | 308.3386 | 18.959 | 308.3386 | 18.959
2 | 1978 | 1978-11-30 | [19 empty] | 90817.3848 | 5404.0097 | 283.4688 | 16.8676 | 283.4688 | 8.4338
2 | 1978 | 1978-12-31 | [19 empty] | 0 | 0 | 569.0425 | 34.9891 | 0 | 0
4 | 1979 | 1979-04-30 | 3250 | 0 | 51.2702 | 1 | 0 | 0 | 0 | 4053.4419 | 1 | 1 | 214.2449 | 12.7485 | 439.3336 | 26.1422 | 0 | 0 | 19.4453 | UWFE | 0
4 | 1979 | 1979-05-31 | 4739.0381 | 0 | 53.2229 | 1 | 0 | 0 | 0 | 4220.813 | 1 | 1 | 321.9245 | 19.7944 | 2260.5874 | 138.9981 | 0 | 0 | 79.3962 | UWFE | 0
4 | 1979 | 1979-06-30 | 10586.1377 | 1 | 51.5449 | 1 | 586.1377 | 34.8776 | 1 | 3800.5693 | 1 | 1 | 618.1641 | 36.7833 | 2677.3357 | 159.3125 | 0 | 0 | 98.0479 | IBU | 34.8776
4 | 1979 | 1979-07-31 | 10198.0205 | 0 | 52.8379 | 1 | 0 | 0 | 0 | 3407.8647 | 1 | 1 | 673.1793 | 41.3922 | 2632.5889 | 161.8716 | 0 | 0 | 101.6319 | IBU | 0
4 | 1979 | 1979-08-31 | [19 empty] | 91695.8379 | 5638.1573 | 53.1248 | 3.2665 | 53.1248 | 3.2665
4 | 1979 | 1979-09-30 | [7 empty] | 3119.8076 | 1 | [10 empty] | 95203.8975 | 5665.0253 | 0 | 0 | 0 | 0
4 | 1979 | 1979-10-31 | [19 empty] | 95850.0474 | 5893.5897 | 801.0798 | 49.2565 | 801.0798 | 49.2565
4 | 1979 | 1979-11-30 | [19 empty] | 94181.7671 | 5604.2043 | 1226.4319 | 72.9778 | 1226.4319 | 36.4889
4 | 1979 | 1979-12-31 | [19 empty] | 0 | 0 | 0 | 0 | 0 | 0
2 | 1980 | 1980-04-30 | 3250 | 0 | 50.9493 | 1 | 0 | 0 | 0 | 4390.5459 | 1 | 0 | 343.8535 | 20.4607 | 435.8177 | 25.933 | 0 | 0 | 23.1968 | UWFE | 0
2 | 1980 | 1980-05-31 | 6651.8936 | 1 | 50.0888 | 1 | 651.8936 | 40.0834 | 1 | 4360.0034 | 1 | 0 | 671.3967 | 41.2826 | 2141.3401 | 131.6659 | 0 | 0 | 86.4742 | UWFE | 0
2 | 1980 | 1980-06-30 | 9056.002 | 0 | 51.1239 | 1 | 0 | 0 | 0 | 4114.1909 | 1 | 0 | 914.7728 | 54.4328 | 2280.5554 | 135.7025 | 0 | 0 | 95.0676 | UWFE | 0
2 | 1980 | 1980-07-31 | 11086.1113 | 0 | 51.426 | 1 | 0 | 0 | 0 | 3708.1541 | 1 | 0 | 1062.2654 | 65.3162 | 2538.1265 | 156.0633 | 0 | 0 | 110.6897 | IBU | 0
2 | 1980 | 1980-08-31 | [19 empty] | 90859.5693 | 5586.7372 | 0 | 0 | 0 | 0
2 | 1980 | 1980-09-30 | [7 empty] | 3161.3862 | 1 | [10 empty] | 91065.9287 | 5418.7991 | 103.587 | 6.1639 | 103.587 | 6.1639
2 | 1980 | 1980-10-31 | [19 empty] | 93740.7666 | 5763.8951 | 295.8243 | 18.1895 | 295.8243 | 18.1895
2 | 1980 | 1980-11-30 | [19 empty] | 89348.2246 | 5316.5886 | 250.8931 | 14.9292 | 250.8931 | 7.4646
2 | 1980 | 1980-12-31 | [19 empty] | 0 | 0 | 0 | 0 | 0 | 0
4 | 1981 | 1981-04-30 | 3250 | 0 | 51.8358 | 1 | 0 | 0 | 0 | 4273.4536 | 1 | 1 | 216.9279 | 12.9081 | 405.1796 | 24.1099 | 0 | 0 | 18.509 | UWFE | 0
4 | 1981 | 1981-05-31 | 7636.0425 | 1 | 50.9829 | 1 | 1636.0425 | 100.5963 | 1 | 4072.6497 | 1 | 1 | 512.2 | 31.4939 | 2162.0786 | 132.941 | 0 | 0 | 82.2175 | IBU | 82.2175
4 | 1981 | 1981-06-30 | 14118.2598 | 1 | 50.9393 | 1 | 4118.2598 | 245.0535 | 1 | 3447.1714 | 1 | 1 | 824.0275 | 49.033 | 2714.9617 | 161.5514 | 0 | 0 | 105.2922 | IBU | 105.2922
4 | 1981 | 1981-07-31 | 16000 | 1 | 52.2455 | 1 | 4000 | 245.9504 | 1 | 2809.8137 | 1 | 1 | 902.3347 | 55.4824 | 2538.0757 | 156.0602 | 0 | 0 | 105.7713 | IBU | 105.7713
4 | 1981 | 1981-08-31 | [19 empty] | 91031.4131 | 5597.3034 | 3055.6211 | 187.8828 | 3055.6211 | 187.8828
4 | 1981 | 1981-09-30 | [7 empty] | 2475.9668 | 1 | [10 empty] | 94645.4053 | 5631.7927 | 917.5333 | 54.597 | 917.5333 | 54.597
4 | 1981 | 1981-10-31 | [19 empty] | 96679.0896 | 5944.5655 | 1399.4996 | 86.0519 | 1399.4996 | 86.0519
4 | 1981 | 1981-11-30 | [19 empty] | 91684.0762 | 5455.5814 | 0 | 0 | 0 | 0
4 | 1981 | 1981-12-31 | [19 empty] | 0 | 0 | 0 | 0 | 0 | 0
1 | 1982 | 1982-04-30 | 24913.6875 | 1 | 46.6572 | 1 | 18913.6875 | 1125.4426 | 1 | 4094 | 1 | 0 | 47.4325 | 2.8224 | 305.7311 | 18.1923 | 0 | 0 | 10.5073 | UWFE | 0
1 | 1982 | 1982-05-31 | 3472.7239 | 0 | 53.5708 | 1 | 0 | 0 | 0 | 4481.1909 | 1 | 0 | 674.9889 | 41.5034 | 2221.7024 | 136.6072 | 0 | 0 | 89.0553 | UWFE | 0
1 | 1982 | 1982-06-30 | 6372.1196 | 0 | 52.3769 | 1 | 0 | 0 | 0 | 4397.3564 | 1 | 0 | 1084.0577 | 64.5059 | 2094.6748 | 124.6418 | 0 | 0 | 94.5739 | UWFE | 0
1 | 1982 | 1982-07-31 | 10502.3789 | 0 | 52.6552 | 1 | 0 | 0 | 0 | 4071.5906 | 1 | 0 | 1375.245 | 84.5605 | 2616.6782 | 160.8933 | 0 | 0 | 122.7269 | IBU | 0
1 | 1982 | 1982-08-31 | [19 empty] | 90771.0557 | 5581.2947 | 0 | 0 | 0 | 0
1 | 1982 | 1982-09-30 | [7 empty] | 3400 | 1 | [10 empty] | 90620.8398 | 5392.3144 | 0 | 0 | 0 | 0
1 | 1982 | 1982-10-31 | [19 empty] | 92108.1201 | 5663.5076 | 0 | 0 | 0 | 0
1 | 1982 | 1982-11-30 | [19 empty] | 93024.1963 | 5535.3241 | 0 | 0 | 0 | 0
1 | 1982 | 1982-12-31 | [19 empty] | 0 | 0 | 0 | 0 | 0 | 0
1 | 1983 | 1983-04-30 | 21283.2871 | 1 | 47.2461 | 1 | 15283.2871 | 909.4187 | 1 | 4074 | 1 | 0 | 21.9028 | 1.3033 | 283.1292 | 16.8474 | 0 | 0 | 9.0753 | UWFE | 0
1 | 1983 | 1983-05-31 | 9426.209 | 1 | 51.257 | 1 | 3426.209 | 210.6694 | 1 | 4552 | 1 | 0 | 574.8585 | 35.3467 | 2133.0383 | 131.1554 | 0 | 0 | 83.251 | UWFE | 0
1 | 1983 | 1983-06-30 | 12851.6533 | 1 | 52.0776 | 1 | 2851.6533 | 169.6852 | 1 | 4500 | 1 | 0 | 1170.4651 | 69.6475 | 2257.9641 | 134.3582 | 0 | 0 | 102.0029 | UWFE | 0
1 | 1983 | 1983-07-31 | 13464.8525 | 1 | 52.8013 | 1 | 1464.8525 | 90.0703 | 1 | 4150 | 1 | 0 | 1382.7108 | 85.0196 | 2616.6782 | 160.8933 | 0 | 0 | 122.9564 | UWFE | 0
1 | 1983 | 1983-08-31 | [19 empty] | 86628.7666 | 5326.5952 | 0 | 0 | 0 | 0
1 | 1983 | 1983-09-30 | [7 empty] | 3400 | 1 | [10 empty] | 87804.1035 | 5224.707 | 0 | 0 | 0 | 0
1 | 1983 | 1983-10-31 | [19 empty] | 90957.4502 | 5592.7556 | 322.6831 | 19.841 | 322.6831 | 19.841
1 | 1983 | 1983-11-30 | [19 empty] | 86177.2344 | 5127.9015 | 0 | 0 | 0 | 0
1 | 1983 | 1983-12-31 | [19 empty] | 0 | 0 | 0 | 0 | 0 | 0
1 | 1984 | 1984-04-30 | 3741.8496 | 0 | 49.9453 | 1 | 0 | 0 | 0 | 4552 | 1 | 0 | 325.6031 | 19.3747 | 551.3386 | 32.8069 | 0 | 0 | 26.0908 | UWFE | 0
1 | 1984 | 1984-05-31 | 7339.0913 | 1 | 50.4137 | 1 | 1339.0913 | 82.3375 | 1 | 4539.2036 | 1 | 0 | 787.2463 | 48.4059 | 2330.5806 | 143.3018 | 0 | 0 | 95.8539 | UWFE | 0
1 | 1984 | 1984-06-30 | 11324.585 | 1 | 50.5185 | 1 | 1324.585 | 78.8183 | 1 | 4156.2476 | 1 | 0 | 904.4803 | 53.8203 | 2326.5747 | 138.4408 | 0 | 0 | 96.1306 | IBU | 0
1 | 1984 | 1984-07-31 | 16000 | 1 | 51.3119 | 1 | 4000 | 245.9504 | 1 | 3457.7817 | 1 | 0 | 1002.6513 | 61.6506 | 2616.6782 | 160.8933 | 0 | 0 | 111.2719 | IBU | 0
1 | 1984 | 1984-08-31 | [19 empty] | 91391.3506 | 5619.4351 | 0 | 0 | 0 | 0
1 | 1984 | 1984-09-30 | [7 empty] | 2599.4578 | 1 | [10 empty] | 83999 | 4998.2876 | 489.4626 | 29.125 | 489.4626 | 29.125
1 | 1984 | 1984-10-31 | [19 empty] | 92538.0215 | 5689.9412 | 692.68 | 42.5912 | 692.68 | 42.5912
1 | 1984 | 1984-11-30 | [19 empty] | 96749 | 5756.9653 | 0 | 0 | 0 | 0
1 | 1984 | 1984-12-31 | [19 empty] | 0 | 0 | 0 | 0 | 0 | 0
3 | 1985 | 1985-04-30 | 3250 | 0 | 52.4613 | 1 | 0 | 0 | 0 | 3952.6741 | 1 | 0 | 325.0539 | 19.342 | 469.9717 | 27.9653 | 0 | 0 | 23.6537 | UWFE | 0
3 | 1985 | 1985-05-31 | 8077.9692 | 1 | 50.8616 | 1 | 2077.9692 | 127.7693 | 1 | 3694.7708 | 1 | 0 | 497.9439 | 30.6174 | 2340.425 | 143.9071 | 0 | 0 | 87.2623 | IBU | 0
3 | 1985 | 1985-06-30 | 12637.8848 | 1 | 51.7141 | 1 | 2637.8848 | 156.965 | 1 | 3196.5283 | 1 | 0 | 737.8312 | 43.904 | 2708.1184 | 161.1442 | 0 | 0 | 102.5241 | IBU | 0
3 | 1985 | 1985-07-31 | 15330.4727 | 1 | 53.3275 | 1 | 3330.4727 | 204.7828 | 1 | 2582.7463 | 1 | 0 | 805.3907 | 49.5215 | 2442.8723 | 150.2064 | 0 | 0 | 99.864 | IBU | 0
3 | 1985 | 1985-08-31 | [19 empty] | 88180.1074 | 5421.9835 | 2388.4832 | 146.8621 | 2388.4832 | 146.8621
3 | 1985 | 1985-09-30 | [7 empty] | 2217.7996 | 1 | [10 empty] | 94424.6074 | 5618.6543 | 202.4304 | 12.0454 | 202.4304 | 12.0454
3 | 1985 | 1985-10-31 | [19 empty] | 95205.248 | 5853.9425 | 1064.7911 | 65.4715 | 1064.7911 | 65.4715
3 | 1985 | 1985-11-30 | [19 empty] | 96373.3804 | 5734.6144 | 110.7291 | 6.5888 | 110.7291 | 3.2944
3 | 1985 | 1985-12-31 | [19 empty] | 0 | 0 | 364.4573 | 22.4096 | 0 | 0
1 | 1986 | 1986-04-30 | 3250 | 0 | 51.8915 | 1 | 0 | 0 | 0 | 4012.636 | 1 | 0 | 174.0912 | 10.3591 | 419.7452 | 24.9766 | 0 | 0 | 17.6679 | UWFE | 0
1 | 1986 | 1986-05-31 | 6404.0444 | 1 | 50.9227 | 1 | 404.0444 | 24.8437 | 1 | 4026.9753 | 1 | 0 | 294.5406 | 18.1106 | 2245.0334 | 138.0417 | 0 | 0 | 78.0762 | UWFE | 0
1 | 1986 | 1986-06-30 | 8645.5615 | 0 | 51.6377 | 1 | 0 | 0 | 0 | 3745.9563 | 1 | 0 | 616.0547 | 36.6578 | 2278.9434 | 135.6065 | 0 | 0 | 86.1322 | IBU | 0
1 | 1986 | 1986-07-31 | 12633.6152 | 1 | 51.9148 | 1 | 633.6152 | 38.9595 | 1 | 3301.9048 | 1 | 0 | 673.4473 | 41.4087 | 2521.4749 | 155.0394 | 0 | 0 | 98.2241 | IBU | 0
1 | 1986 | 1986-08-31 | [19 empty] | 90769.2432 | 5581.1832 | 387.9798 | 23.8559 | 387.9798 | 23.8559
1 | 1986 | 1986-09-30 | [7 empty] | 2914.5776 | 1 | [10 empty] | 92355.8418 | 5495.5542 | 343.3861 | 20.4329 | 343.3861 | 20.4329
1 | 1986 | 1986-10-31 | [19 empty] | 93664.2393 | 5759.1896 | 539.6719 | 33.1831 | 539.6719 | 33.1831
1 | 1986 | 1986-11-30 | [19 empty] | 89193.9258 | 5307.4072 | 3081.6455 | 183.3706 | 3081.6455 | 91.6853
1 | 1986 | 1986-12-31 | [19 empty] | 0 | 0 | 442.6956 | 27.2203 | 0 | 0
4 | 1987 | 1987-04-30 | 5294.4443 | 0 | 50.9148 | 1 | 0 | 0 | 0 | 3623.0359 | 1 | 1 | 182.1718 | 10.84 | 465.9536 | 27.7262 | 0 | 0 | 19.2831 | UWFE | 0
4 | 1987 | 1987-05-31 | 9427.3008 | 1 | 50.7383 | 1 | 3427.3008 | 210.7365 | 1 | 3278.9668 | 1 | 1 | 250.5046 | 15.4029 | 2345.6096 | 144.2259 | 0 | 0 | 79.8144 | IBU | 79.8144
4 | 1987 | 1987-06-30 | 12915.8086 | 1 | 52.0645 | 1 | 2915.8086 | 173.5027 | 1 | 2849.2141 | 1 | 1 | 294.7149 | 17.5368 | 2714.9617 | 161.5514 | 0 | 0 | 89.5441 | IBU | 89.5441
4 | 1987 | 1987-07-31 | 12279.7852 | 1 | 53.7051 | 0 | 0 | 0 | 0 | 2473.1882 | 1 | 1 | 320.8253 | 19.7268 | 2538.0757 | 156.0602 | 0 | 0 | 87.8935 | IBU | 0
4 | 1987 | 1987-08-31 | [19 empty] | 92401.083 | 5681.5211 | 2881.9165 | 177.2021 | 2881.9165 | 177.2021
4 | 1987 | 1987-09-30 | [7 empty] | 2192.6758 | 1 | [10 empty] | 94661.5464 | 5632.7532 | 1887.9551 | 112.3411 | 1887.9551 | 112.3411
4 | 1987 | 1987-10-31 | [19 empty] | 93485.2969 | 5748.1868 | 1710.2971 | 105.1621 | 1710.2971 | 105.1621
4 | 1987 | 1987-11-30 | [19 empty] | 95803.0923 | 5700.6799 | 1824.7839 | 108.5822 | 1824.7839 | 54.2911
4 | 1987 | 1987-12-31 | [19 empty] | 0 | 0 | 906.1927 | 55.7196 | 0 | 0
5 | 1988 | 1988-04-30 | 3250 | 0 | 51.3766 | 1 | 0 | 0 | 0 | 3432.6455 | 1 | 1 | 119.563 | 7.1145 | 472.9853 | 28.1446 | 0 | 0 | 17.6295 | UWFE | 0
5 | 1988 | 1988-05-31 | 6883.4614 | 1 | 51.0081 | 1 | 883.4614 | 54.3219 | 1 | 3330.7104 | 1 | 1 | 152.7916 | 9.3948 | 2086.3762 | 128.2863 | 0 | 0 | 68.8405 | IBU | 54.3219
5 | 1988 | 1988-06-30 | 10946.3818 | 1 | 51.773 | 1 | 946.3818 | 56.3136 | 1 | 2960.9358 | 1 | 1 | 203.7999 | 12.1269 | 2416.343 | 143.7824 | 0 | 0 | 77.9547 | IBU | 56.3136
5 | 1988 | 1988-07-31 | 11770.709 | 0 | 53.8941 | 0 | 0 | 0 | 0 | 2490.6526 | 1 | 1 | 242.1409 | 14.8887 | 2326.6448 | 143.0598 | 0 | 0 | 78.9742 | IBU | 0
5 | 1988 | 1988-08-31 | [19 empty] | 92407.833 | 5681.9362 | 2363.9363 | 145.3528 | 2363.9363 | 145.3528
5 | 1988 | 1988-09-30 | [7 empty] | 2110.751 | 1 | [10 empty] | 94115.9512 | 5600.288 | 1955.6698 | 116.3704 | 1955.6698 | 116.3704
5 | 1988 | 1988-10-31 | [19 empty] | 94431.3872 | 5806.3597 | 1615.8914 | 99.3573 | 1615.8914 | 99.3573
5 | 1988 | 1988-11-30 | [19 empty] | 96749 | 5756.9653 | 1854.9026 | 110.3744 | 1854.9026 | 55.1872
5 | 1988 | 1988-12-31 | [19 empty] | 0 | 0 | 1030.4749 | 63.3614 | 0 | 0
4 | 1989 | 1989-04-30 | 3250 | 0 | 52.7766 | 1 | 0 | 0 | 0 | 4257.5254 | 1 | 1 | 278.5623 | 16.5756 | 448.3743 | 26.6801 | 0 | 0 | 21.6279 | UWFE | 0
4 | 1989 | 1989-05-31 | 10011.1777 | 1 | 50.9184 | 1 | 4011.1777 | 246.6377 | 1 | 3934.4817 | 1 | 1 | 317.6539 | 19.5318 | 2368.9407 | 145.6605 | 0 | 0 | 82.5961 | IBU | 82.5961
4 | 1989 | 1989-06-30 | 11206.9258 | 1 | 51.8006 | 1 | 1206.9258 | 71.8171 | 1 | 3457.8765 | 1 | 1 | 517.0754 | 30.7681 | 2621.4338 | 155.9861 | 0 | 0 | 93.3771 | IBU | 71.8171
4 | 1989 | 1989-07-31 | 12592.1465 | 1 | 53.2197 | 1 | 592.1465 | 36.4097 | 1 | 2918.8396 | 1 | 1 | 602.9781 | 37.0757 | 2442.8723 | 150.2064 | 0 | 0 | 93.641 | IBU | 36.4097
4 | 1989 | 1989-08-31 | [19 empty] | 91856.2432 | 5648.0202 | 2140.8633 | 131.6366 | 2140.8633 | 131.6366
4 | 1989 | 1989-09-30 | [7 empty] | 2659.4971 | 1 | [10 empty] | 96571.3196 | 5746.3926 | 447.0371 | 26.6006 | 447.0371 | 26.6006
4 | 1989 | 1989-10-31 | [19 empty] | 95860.293 | 5894.2197 | 977.8716 | 60.127 | 977.8716 | 60.127
4 | 1989 | 1989-11-30 | [19 empty] | 94450.8906 | 5620.2183 | 1557.0393 | 92.6503 | 1557.0393 | 46.3251
4 | 1989 | 1989-12-31 | [19 empty] | 0 | 0 | 2009.13 | 123.5366 | 0 | 0
5 | 1990 | 1990-04-30 | 3250 | 0 | 52.8373 | 1 | 0 | 0 | 0 | 3255.9824 | 1 | 1 | 164.3075 | 9.777 | 546.316 | 32.5081 | 0 | 0 | 21.1425 | UWFE | 0
5 | 1990 | 1990-05-31 | 5630.4985 | 0 | 52.4599 | 1 | 0 | 0 | 0 | 3362.0688 | 1 | 1 | 102.2972 | 6.29 | 1666.9429 | 102.4963 | 0 | 0 | 54.3932 | UWFE | 0
5 | 1990 | 1990-06-30 | 8063.2637 | 0 | 53.1812 | 1 | 0 | 0 | 0 | 3180.5684 | 1 | 1 | 206.6524 | 12.2967 | 2506.8408 | 149.1674 | 0 | 0 | 80.732 | IBU | 0
5 | 1990 | 1990-07-31 | 12447.2793 | 1 | 53.9441 | 0 | 0 | 0 | 0 | 2634.7742 | 1 | 1 | 227.4379 | 13.9846 | 2326.6448 | 143.0598 | 0 | 0 | 78.5222 | IBU | 0
5 | 1990 | 1990-08-31 | [19 empty] | 91987.8555 | 5656.1128 | 3233.8103 | 198.8392 | 3233.8103 | 198.8392
5 | 1990 | 1990-09-30 | [7 empty] | 2239.5178 | 1 | [10 empty] | 94345.3169 | 5613.9362 | 1878.5137 | 111.7793 | 1878.5137 | 111.7793
5 | 1990 | 1990-10-31 | [19 empty] | 94935.1699 | 5837.3361 | 1555.899 | 95.6685 | 1555.899 | 95.6685
5 | 1990 | 1990-11-30 | [19 empty] | 95913.3875 | 5707.2429 | 1488.0623 | 88.5459 | 1488.0623 | 44.2729
5 | 1990 | 1990-12-31 | [19 empty] | 0 | 0 | 3086.0771 | 189.7555 | 0 | 0
5 | 1991 | 1991-04-30 | 3250 | 0 | 52.1748 | 1 | 0 | 0 | 0 | 2608.7437 | 1 | 1 | 99.7862 | 5.9377 | 390.4396 | 23.2328 | 0 | 0 | 14.5852 | UWFE | 0
5 | 1991 | 1991-05-31 | 6746.2656 | 1 | 52.182 | 1 | 746.2656 | 45.8861 | 1 | 2510.0542 | 1 | 1 | 265.2039 | 16.3068 | 2166.2708 | 133.1988 | 0 | 0 | 74.7528 | UWFE | 0
5 | 1991 | 1991-06-30 | 7646.2861 | 0 | 53.8923 | 1 | 0 | 0 | 0 | 2234.7048 | 1 | 1 | 362.696 | 21.5819 | 2380.9109 | 141.674 | 0 | 0 | 81.628 | IBU | 0
5 | 1991 | 1991-07-31 | 8667.6562 | 0 | 56.067 | 0 | 0 | 0 | 0 | 1917.2408 | 1 | 1 | 424.0917 | 26.0764 | 2281.4834 | 140.2829 | 0 | 0 | 83.1797 | IBU | 0
5 | 1991 | 1991-08-31 | [19 empty] | 93270.8496 | 5735.001 | 3158.2446 | 194.1929 | 3158.2446 | 194.1929
5 | 1991 | 1991-09-30 | [7 empty] | 1656.5145 | 1 | [10 empty] | 95645.73 | 5691.3162 | 2165.957 | 128.8834 | 2165.957 | 128.8834
5 | 1991 | 1991-10-31 | [19 empty] | 94862.1748 | 5832.8478 | 1365.7272 | 83.9753 | 1365.7272 | 83.9753
5 | 1991 | 1991-11-30 | [19 empty] | 94541.9985 | 5625.6396 | 1633.0859 | 97.1754 | 1633.0859 | 48.5877
5 | 1991 | 1991-12-31 | [19 empty] | 0 | 0 | 3048.8569 | 187.4669 | 0 | 0
5 | 1992 | 1992-04-30 | 3250 | 0 | 52.493 | 1 | 0 | 0 | 0 | 2746.1487 | 1 | 1 | 32.6924 | 1.9453 | 421.252 | 25.0662 | 0 | 0 | 13.5058 | UWFE | 0
5 | 1992 | 1992-05-31 | 8644.7744 | 1 | 52.1234 | 1 | 2644.7744 | 162.6208 | 1 | 2460.4895 | 1 | 1 | 10.8133 | 0.66489 | 2317.094 | 142.4726 | 0 | 0 | 71.5687 | IBU | 71.5687
5 | 1992 | 1992-06-30 | 10366.1689 | 1 | 53.589 | 1 | 366.1689 | 21.7886 | 1 | 2027.7532 | 1 | 1 | 98.2616 | 5.847 | 2327.95 | 138.5226 | 0 | 0 | 72.1848 | IBU | 21.7886
5 | 1992 | 1992-07-31 | 9934.8115 | 0 | 55.7412 | 0 | 0 | 0 | 0 | 1648.2286 | 1 | 1 | 123.6506 | 7.603 | 2316.5049 | 142.4363 | 0 | 0 | 75.0197 | IBU | 0
5 | 1992 | 1992-08-31 | [19 empty] | 92619.1118 | 5694.9272 | 2159.7166 | 132.7958 | 2159.7166 | 132.7958
5 | 1992 | 1992-09-30 | [7 empty] | 1352.7612 | 1 | [10 empty] | 95768.3413 | 5698.612 | 1930.2186 | 114.856 | 1930.2186 | 114.856
5 | 1992 | 1992-10-31 | [19 empty] | 94532.1675 | 5812.5564 | 1311.413 | 80.6356 | 1311.413 | 80.6356
5 | 1992 | 1992-11-30 | [19 empty] | 95167.8184 | 5662.8784 | 1543.502 | 91.8447 | 1543.502 | 45.9224
5 | 1992 | 1992-12-31 | [19 empty] | 0 | 0 | 1778.0541 | 109.3283 | 0 | 0
2 | 1993 | 1993-04-30 | 4509.7061 | 0 | 48.9067 | 1 | 0 | 0 | 0 | 4552 | 1 | 0 | 455.0761 | 27.0789 | 445.3607 | 26.5008 | 0 | 0 | 26.7899 | UWFE | 0
2 | 1993 | 1993-05-31 | 9188.9971 | 1 | 49.4169 | 1 | 3188.9971 | 196.0838 | 1 | 4552 | 1 | 0 | 533.4691 | 32.8017 | 1840.1045 | 113.1436 | 0 | 0 | 72.9727 | UWFE | 0
2 | 1993 | 1993-06-30 | 8366.6104 | 0 | 51.3336 | 1 | 0 | 0 | 0 | 4500 | 1 | 0 | 1014.9424 | 60.3933 | 2171.2505 | 129.1984 | 0 | 0 | 94.7958 | UWFE | 0
2 | 1993 | 1993-07-31 | 14804.3574 | 1 | 51.5176 | 1 | 2804.3574 | 172.4332 | 1 | 3787.8994 | 1 | 0 | 1376.938 | 84.6646 | 2562.8928 | 157.5861 | 0 | 0 | 121.1254 | IBU | 0
2 | 1993 | 1993-08-31 | [19 empty] | 90622.6367 | 5572.1687 | 168.4309 | 10.3564 | 168.4309 | 10.3564
2 | 1993 | 1993-09-30 | [7 empty] | 3136.0269 | 1 | [10 empty] | 89617.8047 | 5332.6297 | 0 | 0 | 0 | 0
2 | 1993 | 1993-10-31 | [19 empty] | 94269.5176 | 5796.4067 | 766.8776 | 47.1535 | 766.8776 | 47.1535
2 | 1993 | 1993-11-30 | [19 empty] | 89853.9893 | 5346.6837 | 1359.8875 | 80.9189 | 1359.8875 | 40.4595
2 | 1993 | 1993-12-31 | [19 empty] | 0 | 0 | 188.4672 | 11.5884 | 0 | 0
5 | 1994 | 1994-04-30 | 3250 | 0 | 52.7826 | 1 | 0 | 0 | 0 | 3428.3069 | 1 | 1 | 498.4775 | 29.6615 | 517.5126 | 30.7941 | 0 | 0 | 30.2278 | UWFE | 0
5 | 1994 | 1994-05-31 | 5763.4956 | 0 | 52.982 | 1 | 0 | 0 | 0 | 3315.4983 | 1 | 1 | 494.2436 | 30.3899 | 1839.6367 | 113.1149 | 0 | 0 | 71.7524 | UWFE | 0
5 | 1994 | 1994-06-30 | 10365.8281 | 1 | 52.7767 | 1 | 365.8281 | 21.7683 | 1 | 2912.751 | 1 | 1 | 825.048 | 49.0938 | 2477.7227 | 147.4347 | 0 | 0 | 98.2643 | IBU | 21.7683
5 | 1994 | 1994-07-31 | 14755.168 | 1 | 54.302 | 0 | 0 | 0 | 0 | 2260.9143 | 1 | 1 | 905.8442 | 55.6982 | 2281.4834 | 140.2829 | 0 | 0 | 97.9906 | IBU | 0
5 | 1994 | 1994-08-31 | [19 empty] | 91434.9502 | 5622.1159 | 3456.2131 | 212.5143 | 3456.2131 | 212.5143
5 | 1994 | 1994-09-30 | [7 empty] | 1881.7787 | 1 | [10 empty] | 95592.1025 | 5688.1251 | 676.5198 | 40.2557 | 676.5198 | 40.2557
5 | 1994 | 1994-10-31 | [19 empty] | 95461.5039 | 5869.6991 | 1343.8326 | 82.629 | 1343.8326 | 82.629
5 | 1994 | 1994-11-30 | [19 empty] | 96749 | 5756.9653 | 1050.6527 | 62.5182 | 1050.6527 | 31.2591
5 | 1994 | 1994-12-31 | [19 empty] | 0 | 0 | 2007.3435 | 123.4267 | 0 | 0
1 | 1995 | 1995-04-30 | 7633.5703 | 1 | 49.0969 | 1 | 1633.5703 | 97.2042 | 1 | 4216.7998 | 1 | 0 | 350.993 | 20.8855 | 420.7498 | 25.0364 | 0 | 0 | 22.9609 | UWFE | 0
1 | 1995 | 1995-05-31 | 10509.7539 | 1 | 50.2522 | 1 | 4509.7539 | 277.294 | 1 | 4552 | 1 | 0 | 475.4329 | 29.2332 | 1824.5505 | 112.1872 | 0 | 0 | 70.7102 | UWFE | 0
1 | 1995 | 1995-06-30 | 8446.6553 | 0 | 52.6933 | 1 | 0 | 0 | 0 | 4500 | 1 | 0 | 1088.7784 | 64.7868 | 2195.2346 | 130.6255 | 0 | 0 | 97.7062 | UWFE | 0
1 | 1995 | 1995-07-31 | 9700.04 | 0 | 53.9958 | 0 | 0 | 0 | 0 | 4150 | 1 | 0 | 1360.5388 | 83.6563 | 2616.6782 | 160.8933 | 0 | 0 | 122.2748 | UWFE | 0
1 | 1995 | 1995-08-31 | [19 empty] | 87744.4053 | 5395.1932 | 0 | 0 | 0 | 0
1 | 1995 | 1995-09-30 | [7 empty] | 3358.3606 | 1 | [10 empty] | 88333.3604 | 5256.2 | 0 | 0 | 0 | 0
1 | 1995 | 1995-10-31 | [19 empty] | 92444.8486 | 5684.2122 | 122.3081 | 7.5204 | 122.3081 | 7.5204
1 | 1995 | 1995-11-30 | [19 empty] | 88843.8232 | 5286.5746 | 1767.1361 | 105.1519 | 1767.1361 | 52.576
1 | 1995 | 1995-12-31 | [19 empty] | 0 | 0 | 0 | 0 | 0 | 0
1 | 1996 | 1996-04-30 | 3250 | 0 | 52.7298 | 1 | 0 | 0 | 0 | 4477.1421 | 1 | 0 | 334.4975 | 19.904 | 392.1207 | 23.3328 | 0 | 0 | 21.6184 | UWFE | 0
1 | 1996 | 1996-05-31 | 10559.1572 | 1 | 51.3896 | 1 | 4559.1572 | 280.3317 | 1 | 4552 | 1 | 0 | 391.3481 | 24.0631 | 1692.3414 | 104.058 | 0 | 0 | 64.0605 | UWFE | 0
1 | 1996 | 1996-06-30 | 7585.7358 | 0 | 53.9003 | 1 | 0 | 0 | 0 | 4421.0039 | 1 | 0 | 1206.4504 | 71.7888 | 2328.5349 | 138.5574 | 0 | 0 | 105.1731 | UWFE | 0
1 | 1996 | 1996-07-31 | 15098.1074 | 1 | 53.1027 | 1 | 3098.1074 | 190.4952 | 1 | 3708.6375 | 1 | 0 | 1377.7275 | 84.7132 | 2521.4749 | 155.0394 | 0 | 0 | 119.8763 | IBU | 0
1 | 1996 | 1996-08-31 | [19 empty] | 90642.0195 | 5573.3605 | 0 | 0 | 0 | 0
1 | 1996 | 1996-09-30 | [7 empty] | 3012.9866 | 1 | [10 empty] | 87735.2871 | 5220.6121 | 0 | 0 | 0 | 0
1 | 1996 | 1996-10-31 | [19 empty] | 90257.6123 | 5549.7243 | 729.4923 | 44.8547 | 729.4923 | 44.8547
1 | 1996 | 1996-11-30 | [19 empty] | 89483.75 | 5324.6529 | 1822.4231 | 108.4417 | 1822.4231 | 54.2209
1 | 1996 | 1996-12-31 | [19 empty] | 0 | 0 | 0 | 0 | 0 | 0
1 | 1997 | 1997-04-30 | 3250 | 0 | 50.8003 | 1 | 0 | 0 | 0 | 4284.2432 | 1 | 0 | 312.3136 | 18.584 | 564.3975 | 33.584 | 0 | 0 | 26.084 | UWFE | 0
1 | 1997 | 1997-05-31 | 8600.0205 | 1 | 50.1142 | 1 | 2600.0205 | 159.869 | 1 | 4051.2034 | 1 | 0 | 869.6248 | 53.4711 | 2219.1101 | 136.4478 | 0 | 0 | 94.9595 | UWFE | 0
1 | 1997 | 1997-06-30 | 8785.292 | 0 | 50.8682 | 1 | 0 | 0 | 0 | 3776.1697 | 1 | 0 | 771.6758 | 45.9179 | 2299.1306 | 136.8078 | 0 | 0 | 91.3628 | IBU | 0
1 | 1997 | 1997-07-31 | 15565.1084 | 1 | 51.0289 | 1 | 3565.1084 | 219.21 | 1 | 3132.1919 | 1 | 0 | 889.0089 | 54.663 | 2607.4685 | 160.327 | 0 | 0 | 107.495 | IBU | 0
1 | 1997 | 1997-08-31 | [19 empty] | 91754.5811 | 5641.7693 | 0 | 0 | 0 | 0
1 | 1997 | 1997-09-30 | [7 empty] | 2308.707 | 1 | [10 empty] | 84248.9375 | 5013.1599 | 0 | 0 | 0 | 0
1 | 1997 | 1997-10-31 | [19 empty] | 89158.6006 | 5482.1487 | 1005.2963 | 61.8133 | 1005.2963 | 61.8133
1 | 1997 | 1997-11-30 | [19 empty] | 89428.9971 | 5321.3949 | 1155.1072 | 68.7337 | 1155.1072 | 34.3668
1 | 1997 | 1997-12-31 | [19 empty] | 0 | 0 | 0 | 0 | 0 | 0
1 | 1998 | 1998-04-30 | 3250 | 0 | 51.3116 | 1 | 0 | 0 | 0 | 4367.8267 | 1 | 0 | 36.427 | 2.1676 | 359.4735 | 21.3902 | 0 | 0 | 11.7789 | UWFE | 0
1 | 1998 | 1998-05-31 | 14100.6455 | 1 | 48.4348 | 1 | 8100.6455 | 498.0893 | 1 | 4552 | 1 | 0 | 95.1975 | 5.8535 | 1202.3903 | 73.9321 | 0 | 0 | 39.8928 | UWFE | 0
1 | 1998 | 1998-06-30 | 16775.6562 | 1 | 50.811 | 1 | 6775.6562 | 403.1795 | 1 | 4500 | 1 | 0 | 1109.7554 | 66.035 | 2242.2817 | 133.425 | 0 | 0 | 99.73 | UWFE | 0
1 | 1998 | 1998-07-31 | 14362.4873 | 1 | 53.3619 | 1 | 2362.4873 | 145.2637 | 1 | 4150 | 1 | 0 | 1396.9746 | 85.8966 | 2616.6782 | 160.8933 | 0 | 0 | 123.3949 | UWFE | 0
1 | 1998 | 1998-08-31 | [19 empty] | 86468.9062 | 5316.7658 | 0 | 0 | 0 | 0
1 | 1998 | 1998-09-30 | [7 empty] | 3400 | 1 | [10 empty] | 88005.7227 | 5236.7042 | 0 | 0 | 0 | 0
1 | 1998 | 1998-10-31 | [19 empty] | 90740.1367 | 5579.3935 | 53.2493 | 3.2742 | 53.2493 | 3.2742
1 | 1998 | 1998-11-30 | [19 empty] | 88483.4297 | 5265.1297 | 0 | 0 | 0 | 0
1 | 1998 | 1998-12-31 | [19 empty] | 0 | 0 | 0 | 0 | 0 | 0
1 | 1999 | 1999-04-30 | 3438.0725 | 0 | 51.1898 | 1 | 0 | 0 | 0 | 4552.1001 | 1 | 0 | 141.0689 | 8.3942 | 412.2113 | 24.5283 | 0 | 0 | 16.4612 | UWFE | 0
1 | 1999 | 1999-05-31 | 8437.208 | 1 | 50.6934 | 1 | 2437.208 | 149.8581 | 1 | 4552 | 1 | 0 | 838.4514 | 51.5544 | 2288.5784 | 140.7192 | 0 | 0 | 96.1368 | UWFE | 0
1 | 1999 | 1999-06-30 | 8144.7666 | 0 | 51.8515 | 1 | 0 | 0 | 0 | 4382.9727 | 1 | 0 | 1060.0844 | 63.0794 | 2226.5994 | 132.4919 | 0 | 0 | 97.7856 | UWFE | 0
1 | 1999 | 1999-07-31 | 16000 | 1 | 51.2936 | 1 | 4000 | 245.9504 | 1 | 3724.7222 | 1 | 0 | 1277.9015 | 78.5751 | 2616.6782 | 160.8933 | 0 | 0 | 119.7342 | IBU | 0
1 | 1999 | 1999-08-31 | [19 empty] | 90285.5068 | 5551.4394 | 0 | 0 | 0 | 0
1 | 1999 | 1999-09-30 | [7 empty] | 2879.5078 | 1 | [10 empty] | 85063.751 | 5061.6447 | 0 | 0 | 0 | 0
1 | 1999 | 1999-10-31 | [19 empty] | 88700.0186 | 5453.9516 | 1020.4208 | 62.7432 | 1020.4208 | 62.7432
1 | 1999 | 1999-11-30 | [19 empty] | 86044.9727 | 5120.0314 | 1214.3295 | 72.2576 | 1214.3295 | 36.1288
1 | 1999 | 1999-12-31 | [19 empty] | 0 | 0 | 0 | 0 | 0 | 0
2 | 2000 | 2000-04-30 | 3250 | 0 | 53.5498 | 1 | 0 | 0 | 0 | 4550.5093 | 1 | 0 | 37.465 | 2.2293 | 403.1705 | 23.9903 | 0 | 0 | 13.1098 | UWFE | 0
2 | 2000 | 2000-05-31 | 7298.4775 | 1 | 51.9819 | 1 | 1298.4775 | 79.8403 | 1 | 4552 | 1 | 0 | 651.5164 | 40.0602 | 1855.6586 | 114.1 | 0 | 0 | 77.0801 | UWFE | 0
2 | 2000 | 2000-06-30 | 12915.8477 | 1 | 51.9336 | 1 | 2915.8477 | 173.505 | 1 | 4064.6836 | 1 | 0 | 1133.9868 | 67.4769 | 2300.9248 | 136.9145 | 0 | 0 | 102.1957 | IBU | 0
2 | 2000 | 2000-07-31 | 16243.5498 | 1 | 51.9685 | 1 | 4243.5498 | 260.9257 | 1 | 3391.2625 | 1 | 0 | 1372.8363 | 84.4124 | 2562.8928 | 157.5861 | 0 | 0 | 120.9993 | IBU | 0
2 | 2000 | 2000-08-31 | [19 empty] | 89268.6641 | 5488.9162 | 0 | 0 | 0 | 0
2 | 2000 | 2000-09-30 | [7 empty] | 2897.0579 | 1 | [10 empty] | 89757.7656 | 5340.958 | 0 | 0 | 0 | 0
2 | 2000 | 2000-10-31 | [19 empty] | 91791.709 | 5644.0522 | 877.7862 | 53.973 | 877.7862 | 53.973
2 | 2000 | 2000-11-30 | [19 empty] | 88170.917 | 5246.5339 | 1047.9904 | 62.3598 | 1047.9904 | 31.1799
2 | 2000 | 2000-12-31 | [19 empty] | 0 | 0 | 1045.7059 | 64.298 | 0 | 0
4 | 2001 | 2001-04-30 | 3250 | 0 | 51.856 | 1 | 0 | 0 | 0 | 3754.8384 | 1 | 1 | 153.8719 | 9.156 | 425.2702 | 25.3053 | 0 | 0 | 17.2307 | UWFE | 0
4 | 2001 | 2001-05-31 | 9349.0918 | 1 | 51.6698 | 1 | 3349.0918 | 205.9276 | 1 | 3513.1182 | 1 | 1 | 131.5108 | 8.0863 | 2330.0557 | 143.2695 | 0 | 0 | 75.6779 | IBU | 75.6779
4 | 2001 | 2001-06-30 | 13580.4258 | 1 | 52.1295 | 1 | 3580.4258 | 213.0501 | 1 | 3084.426 | 1 | 1 | 341.7346 | 20.3346 | 2635.1208 | 156.8006 | 0 | 0 | 88.5676 | IBU | 88.5676
4 | 2001 | 2001-07-31 | 11758.25 | 0 | 54.3565 | 0 | 0 | 0 | 0 | 2758.9373 | 1 | 1 | 395.1577 | 24.2973 | 2538.0757 | 156.0602 | 0 | 0 | 90.1787 | IBU | 0
4 | 2001 | 2001-08-31 | [19 empty] | 92242.5518 | 5671.7734 | 2668.2903 | 164.0668 | 2668.2903 | 164.0668
4 | 2001 | 2001-09-30 | [7 empty] | 2536.1399 | 1 | [10 empty] | 94657.2197 | 5632.4957 | 1212.2628 | 72.1346 | 1212.2628 | 72.1346
4 | 2001 | 2001-10-31 | [19 empty] | 91063.4443 | 5599.2729 | 1937.2272 | 119.1155 | 1937.2272 | 119.1155
4 | 2001 | 2001-11-30 | [19 empty] | 96749 | 5756.9653 | 1367.0464 | 81.3449 | 1367.0464 | 40.6725
4 | 2001 | 2001-12-31 | [19 empty] | 0 | 0 | 0 | 0 | 0 | 0
4 | 2002 | 2002-04-30 | 3790.3257 | 0 | 51.3936 | 1 | 0 | 0 | 0 | 4552.1001 | 1 | 1 | 592.5997 | 35.2621 | 570.9269 | 33.9725 | 0 | 0 | 34.6173 | UWFE | 0
4 | 2002 | 2002-05-31 | 8129.605 | 1 | 50.4231 | 1 | 2129.605 | 130.9443 | 1 | 4345.9795 | 1 | 1 | 512.009 | 31.4822 | 2032.462 | 124.9712 | 0 | 0 | 78.2267 | UWFE | 0
4 | 2002 | 2002-06-30 | 11090.0508 | 1 | 51.0783 | 1 | 1090.0508 | 64.8625 | 1 | 3872.0471 | 1 | 1 | 765.8829 | 45.5732 | 2710.3994 | 161.28 | 0 | 0 | 103.4266 | IBU | 64.8625
4 | 2002 | 2002-07-31 | 14797.6426 | 1 | 51.4997 | 1 | 2797.6426 | 172.0203 | 1 | 3213.6313 | 1 | 1 | 838.2012 | 51.539 | 2538.0757 | 156.0602 | 0 | 0 | 103.7996 | IBU | 103.7996
4 | 2002 | 2002-08-31 | [19 empty] | 92011.7979 | 5657.5849 | 1265.3412 | 77.8028 | 1265.3412 | 77.8028
4 | 2002 | 2002-09-30 | [7 empty] | 2964.5288 | 1 | [10 empty] | 95016.0933 | 5653.8502 | 1150.0072 | 68.4302 | 1150.0072 | 68.4302
4 | 2002 | 2002-10-31 | [19 empty] | 92889.2217 | 5711.5356 | 1966.7502 | 120.9308 | 1966.7502 | 120.9308
4 | 2002 | 2002-11-30 | [19 empty] | 93899.333 | 5587.3983 | 797.5587 | 47.458 | 797.5587 | 23.729
4 | 2002 | 2002-12-31 | [19 empty] | 0 | 0 | 0 | 0 | 0 | 0
OFF
ON

## Calc-Upper2+1pipe
Controls | Keswick |  |  | Clear Creek Temp |  |  | Shasta Storage |  |  | WYT Control |  |  |  | Release Schedule |  |  | Delevan Release |  |  | Flow Below Red Bluff |  |  | Flow Below Hamilton City |  |  | UWFE Restriction
| April | 6000 | Minimum rule for exchange | April | 99999 | No rule | April | 99999 | No rule | W | 1 | 0 |  | Aug | 1 |  | April | 750 |  | April | 3250 |  | April | 4000 |  | 2
| May | 6000 | Minimum rule for exchange | May | 56 | Max for pre-critical | May | 99999 | No rule | AN | 2 | 0 |  | Sep | 1 |  | May | 750 |  | May | 3250 |  | May | 4000
| Jun | 10000 | Minimum rule for exchange | Jun | 56 | Max for pre-critical | Jun | 99999 | No rule | BN | 3 | 0 |  | Oct | 1 |  | Jun | 750 |  | Jun | 3250 |  | Jun | 4000
| Jul | 12000 | Minimum rule for exchange | Jul | 53.5 | Max critical season (Jul 1) | Jul | 99999 | No rule | D | 4 | 1 |  | Nov | 0.5 |  | Jul | 750 |  | Jul | 3250 |  | Jul | 4000
| Aug | 99999 | Max release |  |  |  | Sep - low | 0 | No rule | C | 5 | 1 |  | Dec | 0
| Sep | 99999 | Max release |  |  |  | Sep - high | 99999
| Oct | 99999 | Max release
| Nov | 99999 | Max release
| Dec | 0 | No release | [26 empty] | Apr - Jul | Apr - Jul | Apr - Jul | Aug-Dec | Aug-Dec | Aug-Dec | Apr-Dec
|  |  | Keswick Flow |  | Clear Creek Temp |  | Upstream |  |  | Shasta Storage |  | WYT Control | TC Diversion |  | GC Diversion |  | Delevan Release Available |  | Sac River Exchangeable | COA Condition | Exchangeable Water | Potential Temperature Control/WUA Flow |  | Banks Capacity |  | Diversion Capacity |  |  |  | 1 | 2 | 1 & 2 | 3 | 4 | 3 & 4 | 1 - 4
WYT (Jan-Dec) |  |  | CFS | Flag | F | Flag | CFS | TAF | Flag | TAF | Flag | Flag | CFS | TAF | CFS | TAF | CFS | TAF | TAF |  | TAF | CFS | TAF | CFS | TAF | CFS | TAF |  | WYT | Upstream Water | Reduceable Diversions | Exchangeable Water | Habitat Improvement | Banks Capacity | Diversion Capacity | Storable Water
1 | 1922 | 1922-04-30 | 4490.9214 | 0 | 53.8048 | 1 | 0 | 0 | 0 | 4552 | 1 | 0 | 373.6106 | 22.2314 | 533.2571 | 31.731 | 750 | 44.6281 | 71.6093 | UWFE | 0 | [6 empty] | 1922 | 1 | 375.879 | 522.8822 | 0 | 21762.282 | 131.7231 | 98.8474 | 0 | Storable Water
1 | 1922 | 1922-05-31 | 11232.6396 | 1 | 55.4084 | 1 | 5232.6396 | 321.7425 | 1 | 4552 | 1 | 0 | 868.2706 | 53.3879 | 2241.9163 | 137.8501 | 750 | 46.1157 | 141.7347 | UWFE | 0 | [6 empty] | 1923 | 3 | 198.6744 | 471.0469 | 0 | 22757.6851 | 218.305 | 104.6211 | 0 | LT | 44.8388
1 | 1922 | 1922-06-30 | 10909.7949 | 1 | 53.3298 | 1 | 909.7949 | 54.1366 | 1 | 4241.4727 | 1 | 0 | 1108.193 | 65.9421 | 2347.4187 | 139.6811 | 750 | 44.6281 | 147.4397 | UWFE | 0 | [6 empty] | 1924 | 5 | 161.1438 | 441.6697 | 124.3431 | 22888.1065 | 598.658 | 365.6046 | 124.3431 | DP | 100.9371
1 | 1922 | 1922-07-31 | 12170.3496 | 1 | 54.132 | 0 | 0 | 0 | 0 | 3788.6909 | 1 | 0 | 1209.6676 | 74.3796 | 2562.8928 | 157.5861 | 750 | 46.1157 | 162.0986 | IBU | 0 | [6 empty] | 1925 | 4 | 43.7915 | 472.9994 | 42.7647 | 22582.1515 | 376.9674 | 267.3898 | 42.7647 | W | 0
1 | 1922 | 1922-08-31 | [19 empty] | 89237.1475 | 5486.9783 | 0 | 0 | 0 | 0 | 1926 | 4 | 194.1076 | 447.2617 | 127.2476 | 22920.1239 | 222.8758 | 222.8758 | 127.2476 | AN | 0
1 | 1922 | 1922-09-30 | [7 empty] | 2693.5151 | 1 | [10 empty] | 82918.2539 | 4933.9787 | 136.4151 | 8.1173 | 136.4151 | 8.1173 | 1927 | 2 | 577.1707 | 520.9147 | 0 | 22032.4255 | 102.3285 | 84.6659 | 0 | BN | 0
1 | 1922 | 1922-10-31 | [19 empty] | 95405.1709 | 5866.2353 | 940.9135 | 57.8545 | 940.9135 | 57.8545 | 1928 | 2 | 530.6434 | 471.7846 | 0 | 21821.9976 | 112.6907 | 81.9271 | 0 | D | 134.7828
1 | 1922 | 1922-11-30 | [19 empty] | 92011.9229 | 5475.0896 | 1104.9873 | 65.7513 | 1104.9873 | 32.8757 | 1929 | 5 | 127.9222 | 441.178 | 127.9222 | 22823.1522 | 547.3502 | 406.4382 | 127.9222 | C | 78.0242
1 | 1922 | 1922-12-31 | [19 empty] | 0 | 0 | 0 | 0 | 0 | 0 | 1930 | 4 | 0 | 432.3954 | 0 | 22966.4138 | 529.9975 | 359.2688 | 0
3 | 1923 | 1923-04-30 | 3250 | 0 | 52.3498 | 1 | 0 | 0 | 0 | 3743.0518 | 1 | 0 | 244.4835 | 14.5478 | 427.7815 | 25.4548 | 750 | 44.6281 | 64.6294 | UWFE | 0 | [6 empty] | 1931 | 5 | 174.2347 | 418.5739 | 162.4839 | 22998.7901 | 417.2065 | 377.6387 | 162.4839 | 44.8388 | 20 | 176.6268
3 | 1923 | 1923-05-31 | 9231.1299 | 1 | 55.4485 | 1 | 3231.1299 | 198.6744 | 1 | 3524.2053 | 1 | 0 | 301.417 | 18.5334 | 2265.7722 | 139.3169 | 750 | 46.1157 | 125.0409 | UWFE | 0 | [6 empty] | 1932 | 5 | 0 | 413.6083 | 0 | 22993.964 | 468.2117 | 269.7891 | 0 | 15 | 23 | 157.9107
3 | 1923 | 1923-06-30 | 9187.7715 | 0 | 53.1515 | 1 | 0 | 0 | 0 | 3273.1863 | 1 | 0 | 530.3787 | 31.5597 | 2621.1877 | 155.9715 | 750 | 44.6281 | 138.3937 | IBU | 0 | [6 empty] | 1933 | 5 | 30.8252 | 433.8658 | 0 | 22995.8038 | 364.8249 | 284.7827 | 0 | 30 | 22 | 164.099
3 | 1923 | 1923-07-31 | 11611.9492 | 0 | 55.3772 | 0 | 0 | 0 | 0 | 2867.1321 | 1 | 0 | 613.4034 | 37.7167 | 2537.3855 | 156.0178 | 750 | 46.1157 | 142.9829 | IBU | 0 | [6 empty] | 1934 | 5 | 61.1408 | 437.1456 | 61.1408 | 23163.3419 | 541.7066 | 464.9581 | 61.1408 | 60 | 20 | 176.6268
3 | 1923 | 1923-08-31 | [19 empty] | 90980.1094 | 5594.1489 | 223.2617 | 13.7278 | 223.2617 | 13.7278 | 1935 | 4 | 0 | 440.4164 | 0 | 23012.1927 | 121.2343 | 106.9191 | 0 | 90 | 19 | 182.705
3 | 1923 | 1923-09-30 | [7 empty] | 2596.2393 | 1 | [10 empty] | 95583.356 | 5687.6047 | 0 | 0 | 0 | 0 | 1936 | 3 | 0 | 458.5782 | 0 | 22674.993 | 178.0867 | 107.0938 | 0 | 100 | 19 | 182.705
3 | 1923 | 1923-10-31 | [19 empty] | 95392.6621 | 5865.4662 | 906.5126 | 55.7393 | 906.5126 | 55.7393 | 1937 | 4 | 0 | 463.3677 | 0 | 22514.1165 | 104.7467 | 104.7467 | 0 | 120 | 18 | 186.7089
3 | 1923 | 1923-11-30 | [19 empty] | 94286.9878 | 5610.4654 | 1181.5662 | 70.3081 | 1181.5662 | 35.154 | 1938 | 1 | 467.8515 | 503.811 | 0 | 21785.5382 | 2.9733 | 2.9733 | 0 | 150 | 9 | 238.391
3 | 1923 | 1923-12-31 | [19 empty] | 0 | 0 | 1277.1647 | 78.5298 | 0 | 0 | 1939 | 3 | 397.2899 | 495.3217 | 0 | 22291.0879 | 623.408 | 458.5078 | 0 | 180 | 8 | 247.8794
5 | 1924 | 1924-04-30 | 5624.3779 | 0 | 51.9006 | 1 | 0 | 0 | 0 | 2500 | 1 | 1 | 202.0041 | 12.0201 | 537.101 | 31.9597 | 750 | 44.6281 | 66.618 | IBU | 0 | [6 empty] | 1940 | 2 | 229.3982 | 482.2868 | 0 | 22070.3476 | 129.2047 | 96.3135 | 0 | 210 | 7 | 256.3587
5 | 1924 | 1924-05-31 | 8620.7529 | 1 | 55.0898 | 1 | 2620.7529 | 161.1438 | 1 | 2135.3757 | 1 | 1 | 220.0907 | 13.5328 | 2324.4033 | 142.922 | 750 | 46.1157 | 124.3431 | IBU | 124.3431 | [6 empty] | 1941 | 1 | 840.2123 | 485.6323 | 0 | 21450.9784 | 62.0051 | 48.4492 | 0 | 240 | 4 | 276.3196
5 | 1924 | 1924-06-30 | 8906.1973 | 0 | 56.1863 | 0 | 0 | 0 | 0 | 1764.8621 | 1 | 1 | 251.7825 | 14.9821 | 2484.0364 | 147.8104 | 750 | 44.6281 | 126.0244 | IBU | 0 | [6 empty] | 1942 | 1 | 277.6817 | 499.9757 | 0 | 21514.8933 | 142.9707 | 106.1414 | 0
5 | 1924 | 1924-07-31 | 9371.8037 | 0 | 55.104 | 0 | 0 | 0 | 0 | 1413.5541 | 1 | 1 | 274.1045 | 16.854 | 2281.4834 | 140.2829 | 750 | 46.1157 | 124.6842 | IBU | 0 | [6 empty] | 1943 | 1 | 317.6537 | 496.4477 | 0 | 21355.304 | 283.8382 | 197.6067 | 0
5 | 1924 | 1924-08-31 | [19 empty] | 91864.5312 | 5648.5299 | 3013.0115 | 185.2629 | 3013.0115 | 185.2629 | 1944 | 4 | 0 | 427.7253 | 0 | 22830.6237 | 425.3561 | 270.9442 | 0
5 | 1924 | 1924-09-30 | [7 empty] | 953.8166 | 1 | [10 empty] | 93796.9165 | 5581.3041 | 1832.2587 | 109.027 | 1832.2587 | 109.027 | 1945 | 3 | 114.7313 | 471.5021 | 0 | 22557.9309 | 122.3942 | 101.631 | 0
5 | 1924 | 1924-10-31 | [19 empty] | 95975.561 | 5901.3072 | 661.1058 | 40.6498 | 661.1058 | 40.6498 | 1946 | 2 | 407.8843 | 522.1609 | 0 | 21810.7748 | 168.4989 | 119.5633 | 0
5 | 1924 | 1924-11-30 | [19 empty] | 96749 | 5756.9653 | 1030.6826 | 61.3299 | 1030.6826 | 30.6649 | 1947 | 4 | 277.5591 | 456.3546 | 237.5164 | 22894.2721 | 397.171 | 267.6986 | 237.5164
5 | 1924 | 1924-12-31 | [19 empty] | 0 | 0 | 3291.533 | 202.3885 | 0 | 0 | 1948 | 3 | 208.5768 | 455.109 | 0 | 22611.1615 | 206.4982 | 88.6723 | 0
4 | 1925 | 1925-04-30 | 3250 | 0 | 49.611 | 1 | 0 | 0 | 0 | 4202.8247 | 1 | 1 | 154.969 | 9.2213 | 375.546 | 22.3465 | 750 | 44.6281 | 60.412 | UWFE | 0 | [6 empty] | 1949 | 4 | 193.3107 | 486.6011 | 147.569 | 22604.7101 | 433.9174 | 315.7064 | 147.569
4 | 1925 | 1925-05-31 | 6016.6982 | 1 | 50.3644 | 1 | 16.6982 | 1.0267 | 1 | 4282.1665 | 1 | 1 | 377.7913 | 23.2295 | 1796.5596 | 110.4661 | 750 | 46.1157 | 112.9635 | UWFE | 0 | [6 empty] | 1950 | 4 | 24.3918 | 467.2211 | 0 | 22157.0161 | 112.0731 | 112.0731 | 0
4 | 1925 | 1925-06-30 | 9612.4141 | 0 | 50.7997 | 1 | 0 | 0 | 0 | 3989.9407 | 1 | 1 | 794.0576 | 47.2497 | 2591.7786 | 154.2215 | 750 | 44.6281 | 145.3637 | IBU | 0 | [6 empty] | 1951 | 2 | 318.2121 | 501.1849 | 0 | 21976.4569 | 123.9875 | 91.2618 | 0
4 | 1925 | 1925-07-31 | 12695.502 | 1 | 51.4569 | 1 | 695.502 | 42.7647 | 1 | 3437.5415 | 1 | 1 | 979.5245 | 60.2286 | 2538.0757 | 156.0602 | 750 | 46.1157 | 154.2601 | IBU | 42.7647 | [6 empty] | 1952 | 1 | 697.7898 | 504.2414 | 0 | 21660.3407 | 58.6101 | 36.6861 | 0
4 | 1925 | 1925-08-31 | [19 empty] | 90169.4141 | 5544.3012 | 1755.4484 | 107.9383 | 1755.4484 | 107.9383 | 1953 | 1 | 393.9429 | 518.3158 | 0 | 21378.2079 | 184.1661 | 127.2991 | 0
4 | 1925 | 1925-09-30 | [7 empty] | 2972.5574 | 1 | [10 empty] | 94122.396 | 5600.6715 | 601.6094 | 35.7982 | 601.6094 | 35.7982 | 1954 | 2 | 628.7595 | 501.5113 | 0 | 22009.5361 | 98.617 | 73.8557 | 0
4 | 1925 | 1925-10-31 | [19 empty] | 94097.9453 | 5785.8571 | 1509.1989 | 92.797 | 1509.1989 | 92.797 | 1955 | 4 | 146.3993 | 469.8478 | 139.1317 | 22858.0566 | 316.7675 | 274.178 | 139.1317
4 | 1925 | 1925-11-30 | [19 empty] | 94973.6006 | 5651.3217 | 1037.1134 | 61.7125 | 1037.1134 | 30.8563 | 1956 | 1 | 238.4128 | 506.6472 | 0 | 21520.0176 | 69.8032 | 51.0419 | 0
4 | 1925 | 1925-12-31 | [19 empty] | 0 | 0 | 1280.2795 | 78.7213 | 0 | 0 | 1957 | 2 | 515.4997 | 497.0469 | 0 | 22125.8127 | 311.108 | 242.9215 | 0
4 | 1926 | 1926-04-30 | 3250 | 0 | 51.2123 | 1 | 0 | 0 | 0 | 3896.7319 | 1 | 1 | 52.2226 | 3.1075 | 311.7583 | 18.5509 | 750 | 44.6281 | 55.4573 | UWFE | 0 | [6 empty] | 1958 | 1 | 412.3229 | 485.7957 | 0 | 21442.4991 | 93.3707 | 48.244 | 0
4 | 1926 | 1926-05-31 | 8995.4434 | 1 | 50.1938 | 1 | 2995.4434 | 184.1826 | 1 | 3570.7637 | 1 | 1 | 105.3316 | 6.4766 | 2210.8083 | 135.9373 | 750 | 46.1157 | 117.3227 | IBU | 117.3227 | [6 empty] | 1959 | 3 | 504.1242 | 501.4739 | 0 | 22296.3089 | 344.7632 | 180.1609 | 0
4 | 1926 | 1926-06-30 | 10166.7949 | 1 | 51.8018 | 1 | 166.7949 | 9.925 | 1 | 3144.4993 | 1 | 1 | 393.1129 | 23.3918 | 2714.9617 | 161.5514 | 750 | 44.6281 | 137.0997 | IBU | 9.925 | [6 empty] | 1960 | 4 | 382.2012 | 454.98 | 261.6551 | 22673.423 | 422.7664 | 263.7978 | 261.6551
4 | 1926 | 1926-07-31 | 11392.6768 | 0 | 53.7891 | 0 | 0 | 0 | 0 | 2700.4294 | 1 | 1 | 430.5342 | 26.4725 | 2538.0757 | 156.0602 | 750 | 46.1157 | 137.3821 | IBU | 0 | [6 empty] | 1961 | 4 | 359.5936 | 468.9224 | 146.6582 | 22564.7762 | 593.4829 | 456.6647 | 146.6582
4 | 1926 | 1926-08-31 | [19 empty] | 91690.6279 | 5637.837 | 1075.4595 | 66.1274 | 1075.4595 | 66.1274 | 1962 | 3 | 350.8485 | 504.759 | 0 | 22412.44 | 20.0458 | 20.0458 | 0
4 | 1926 | 1926-09-30 | [7 empty] | 2281.957 | 1 | [10 empty] | 95112.1768 | 5659.5675 | 1022.28 | 60.8299 | 1022.28 | 60.8299 | 1963 | 1 | 1727.2135 | 495.6377 | 0 | 21820.5269 | 160.5331 | 106.1404 | 0
4 | 1926 | 1926-10-31 | [19 empty] | 95397.3447 | 5865.7541 | 1559.9655 | 95.9185 | 1559.9655 | 95.9185 | 1964 | 4 | 202.9533 | 468.1143 | 136.9971 | 22854.9373 | 318.5201 | 259.264 | 136.9971
4 | 1926 | 1926-11-30 | [19 empty] | 96749 | 5756.9653 | 0 | 0 | 0 | 0 | 1965 | 1 | 332.6335 | 486.1123 | 0 | 21882.5786 | 84.2143 | 71.566 | 0
4 | 1926 | 1926-12-31 | [19 empty] | 0 | 0 | 0 | 0 | 0 | 0 | 1966 | 3 | 622.644 | 510.7556 | 0 | 22397.0894 | 202.3592 | 167.806 | 0
2 | 1927 | 1927-04-30 | 9794.8115 | 1 | 47.5787 | 1 | 3794.8115 | 225.807 | 1 | 4552 | 1 | 0 | 550.7923 | 32.7744 | 486.0442 | 28.9216 | 750 | 44.6281 | 75.4761 | UWFE | 0 | [6 empty] | 1967 | 1 | 650.6208 | 485.34 | 0 | 21797.7304 | 121.2366 | 69.9085 | 0
2 | 1927 | 1927-05-31 | 7714.3828 | 1 | 50.2014 | 1 | 1714.3828 | 105.4133 | 1 | 4552 | 1 | 0 | 894.1383 | 54.9784 | 2249.6934 | 138.3283 | 750 | 46.1157 | 142.769 | UWFE | 0 | [6 empty] | 1968 | 3 | 497.0156 | 492.3592 | 0 | 22802.487 | 131.1443 | 117.7869 | 0
2 | 1927 | 1927-06-30 | 8988.9209 | 0 | 51.1298 | 1 | 0 | 0 | 0 | 4290.3853 | 1 | 0 | 1054.7291 | 62.7607 | 2141.7219 | 127.4413 | 750 | 44.6281 | 139.7291 | UWFE | 0 | [6 empty] | 1969 | 1 | 438.4583 | 511.2989 | 0 | 22009.9151 | 17.675 | 17.675 | 0
2 | 1927 | 1927-07-31 | 16000 | 1 | 51.3325 | 1 | 4000 | 245.9504 | 1 | 3557.6995 | 1 | 0 | 1278.4689 | 78.61 | 2521.4749 | 155.0394 | 750 | 46.1157 | 162.9404 | IBU | 0 | [6 empty] | 1970 | 1 | 344.982 | 476.6683 | 0 | 21656.5126 | 170.5214 | 137.4207 | 0
2 | 1927 | 1927-08-31 | [19 empty] | 88882.0723 | 5465.1456 | 131.2157 | 8.0681 | 131.2157 | 8.0681 | 1971 | 1 | 413.6983 | 503.9712 | 0 | 21546.7282 | 198.776 | 148.0918 | 0
2 | 1927 | 1927-09-30 | [7 empty] | 2812.228 | 1 | [10 empty] | 89196.4268 | 5307.556 | 0 | 0 | 0 | 0 | 1972 | 3 | 529.1849 | 466.0074 | 0 | 22769.8664 | 297.7175 | 229.2409 | 0
2 | 1927 | 1927-10-31 | [19 empty] | 92950.9941 | 5715.3339 | 958.4877 | 58.9351 | 958.4877 | 58.9351 | 1973 | 2 | 456.3623 | 515.8627 | 0 | 21090.2994 | 104.9109 | 104.9109 | 0
2 | 1927 | 1927-11-30 | [19 empty] | 93176.5547 | 5544.39 | 593.6611 | 35.3253 | 593.6611 | 17.6626 | 1974 | 1 | 37.0389 | 498.4744 | 0 | 21548.9751 | 158.6533 | 117.2435 | 0
2 | 1927 | 1927-12-31 | [19 empty] | 0 | 0 | 0 | 0 | 0 | 0 | 1975 | 1 | 358.2199 | 523.4981 | 0 | 21731.6053 | 123.3349 | 90.4352 | 0
2 | 1928 | 1928-04-30 | 3250 | 0 | 51.2807 | 1 | 0 | 0 | 0 | 4536.6592 | 1 | 0 | 195.058 | 11.6068 | 419.7452 | 24.9766 | 750 | 44.6281 | 62.9198 | UWFE | 0 | [6 empty] | 1976 | 4 | 250.9675 | 441.5793 | 125.8987 | 22584.218 | 561.1327 | 367.7227 | 125.8987
2 | 1928 | 1928-05-31 | 7197.1987 | 1 | 51.6729 | 1 | 1197.1987 | 73.6129 | 1 | 4435.5835 | 1 | 0 | 357.5026 | 21.982 | 2314.5017 | 142.3132 | 750 | 46.1157 | 128.2633 | UWFE | 0 | [6 empty] | 1977 | 5 | 196.3267 | 420.4348 | 188.5238 | 22792.244 | 635.3522 | 469.6129 | 188.5238
2 | 1928 | 1928-06-30 | 13547.3184 | 1 | 51.1934 | 1 | 3547.3184 | 211.0801 | 1 | 3819.0554 | 1 | 0 | 655.3317 | 38.9949 | 2329.1833 | 138.596 | 750 | 44.6281 | 133.4236 | IBU | 0 | [6 empty] | 1978 | 2 | 217.9635 | 513.7676 | 0 | 22304.1915 | 86.7029 | 43.2801 | 0
2 | 1928 | 1928-07-31 | 16000 | 1 | 52.2686 | 1 | 4000 | 245.9504 | 1 | 3098.6023 | 1 | 0 | 724.3493 | 44.5385 | 2562.8928 | 157.5861 | 750 | 46.1157 | 147.178 | IBU | 0 | [6 empty] | 1979 | 4 | 34.8776 | 480.009 | 34.8776 | 22800.9766 | 125.5008 | 89.0119 | 34.8776
2 | 1928 | 1928-08-31 | [19 empty] | 87836.874 | 5400.8789 | 4.0737 | 0.25048 | 4.0737 | 0.25048 | 1980 | 2 | 40.0834 | 496.916 | 0 | 22086.0199 | 39.2826 | 31.818 | 0
2 | 1928 | 1928-09-30 | [7 empty] | 2247.1189 | 1 | [10 empty] | 87919.5518 | 5231.5766 | 0 | 0 | 0 | 0 | 1981 | 4 | 591.6002 | 493.2776 | 402.4037 | 22629.243 | 328.5317 | 328.5317 | 328.5317
2 | 1928 | 1928-10-31 | [19 empty] | 91149.4492 | 5604.5612 | 828.0195 | 50.9129 | 828.0195 | 50.9129 | 1982 | 1 | 1125.4426 | 498.351 | 0 | 22172.4407 | 0 | 0 | 0
2 | 1928 | 1928-11-30 | [19 empty] | 93858.7065 | 5584.9809 | 1034.0005 | 61.5273 | 1034.0005 | 30.7637 | 1983 | 1 | 1379.8435 | 498.7733 | 0 | 21271.9594 | 19.841 | 19.841 | 0
2 | 1928 | 1928-12-31 | [19 empty] | 0 | 0 | 0 | 0 | 0 | 0 | 1984 | 1 | 407.1062 | 510.8348 | 0 | 22064.6292 | 71.7163 | 71.7163 | 0
5 | 1929 | 1929-04-30 | 3250 | 0 | 51.1923 | 1 | 0 | 0 | 0 | 2771.0933 | 1 | 1 | 223.3833 | 13.2922 | 516.5081 | 30.7344 | 750 | 44.6281 | 66.6414 | UWFE | 0 | [6 empty] | 1985 | 3 | 489.5172 | 494.7916 | 0 | 22629.1947 | 253.3775 | 227.6734 | 0
5 | 1929 | 1929-05-31 | 8080.4556 | 1 | 51.6781 | 1 | 2080.4556 | 127.9222 | 1 | 2547.7896 | 1 | 1 | 306.9447 | 18.8733 | 2370.6716 | 145.7669 | 750 | 46.1157 | 128.4358 | IBU | 127.9222 | [6 empty] | 1986 | 1 | 63.8032 | 461.5879 | 0 | 22143.3342 | 288.0629 | 169.1573 | 0
5 | 1929 | 1929-06-30 | 8416.8945 | 0 | 54.2862 | 1 | 0 | 0 | 0 | 2247.3098 | 1 | 1 | 280.0013 | 16.6612 | 2189.3926 | 130.2779 | 750 | 44.6281 | 118.0977 | IBU | 0 | [6 empty] | 1987 | 4 | 384.2392 | 458.0227 | 260.1023 | 22763.141 | 559.0071 | 448.9964 | 260.1023
5 | 1929 | 1929-07-31 | 12141.1709 | 1 | 55.6233 | 0 | 0 | 0 | 0 | 1718.2078 | 1 | 1 | 382.0605 | 23.492 | 2281.4834 | 140.2829 | 750 | 46.1157 | 128.0032 | IBU | 0 | [6 empty] | 1988 | 5 | 110.6356 | 424.8866 | 110.6356 | 22845.5491 | 534.8163 | 416.2677 | 110.6356
5 | 1929 | 1929-08-31 | [19 empty] | 92112.0669 | 5663.7502 | 2623.3906 | 161.306 | 2623.3906 | 161.306 | 1989 | 4 | 354.8644 | 472.7298 | 236.9386 | 22908.8508 | 434.551 | 264.6892 | 236.9386
5 | 1929 | 1929-09-30 | [7 empty] | 1326.9272 | 1 | [10 empty] | 94693.3257 | 5634.6442 | 1966.5052 | 117.0152 | 1966.5052 | 117.0152 | 1990 | 5 | 0 | 371.6494 | 0 | 22814.6279 | 684.5884 | 450.56 | 0
5 | 1929 | 1929-10-31 | [19 empty] | 94798.6035 | 5828.9389 | 1369.0618 | 84.1803 | 1369.0618 | 84.1803 | 1991 | 5 | 45.8861 | 435.6332 | 0 | 22884.8045 | 691.6938 | 455.6393 | 0
5 | 1929 | 1929-11-30 | [19 empty] | 95721.4009 | 5695.8189 | 1476.7601 | 87.8733 | 1476.7601 | 43.9367 | 1992 | 5 | 184.4094 | 413.7666 | 139.473 | 22868.9741 | 529.4604 | 374.2098 | 139.473
5 | 1929 | 1929-12-31 | [19 empty] | 0 | 0 | 1577.1521 | 96.9753 | 0 | 0 | 1993 | 2 | 368.517 | 497.1713 | 0 | 22047.8888 | 150.0172 | 97.9693 | 0
4 | 1930 | 1930-04-30 | 3250 | 0 | 51.2395 | 1 | 0 | 0 | 0 | 2916.8228 | 1 | 1 | 44.5087 | 2.6484 | 392.623 | 23.3627 | 750 | 44.6281 | 57.6337 | UWFE | 0 | [6 empty] | 1994 | 5 | 21.7683 | 440.1308 | 21.7683 | 22936.9054 | 521.344 | 366.6581 | 21.7683
4 | 1930 | 1930-05-31 | 5412.9868 | 0 | 51.4721 | 1 | 0 | 0 | 0 | 2856.511 | 1 | 1 | 14.9967 | 0.92211 | 2146.5247 | 131.9847 | 750 | 46.1157 | 112.5691 | UWFE | 0 | [6 empty] | 1995 | 1 | 374.4981 | 495.1397 | 0 | 21622.1799 | 112.6723 | 60.0964 | 0
4 | 1930 | 1930-06-30 | 8881.8975 | 0 | 52.8993 | 1 | 0 | 0 | 0 | 2536.0442 | 1 | 1 | 199.5901 | 11.8764 | 2714.9617 | 161.5514 | 750 | 44.6281 | 131.342 | IBU | 0 | [6 empty] | 1996 | 1 | 470.8269 | 492.216 | 0 | 21668.3498 | 153.2964 | 99.0756 | 0
4 | 1930 | 1930-07-31 | 9171.2354 | 0 | 55.4815 | 0 | 0 | 0 | 0 | 2214.1086 | 1 | 1 | 218.0871 | 13.4097 | 2538.0757 | 156.0602 | 750 | 46.1157 | 130.8506 | IBU | 0 | [6 empty] | 1997 | 1 | 379.079 | 501.3889 | 0 | 21458.4727 | 130.5469 | 96.1801 | 0
4 | 1930 | 1930-08-31 | [19 empty] | 92245.4409 | 5671.9511 | 2140.2126 | 131.5965 | 2140.2126 | 131.5965 | 1998 | 1 | 1046.5325 | 456.2842 | 0 | 21397.9932 | 3.2742 | 3.2742 | 0
4 | 1930 | 1930-09-30 | [7 empty] | 1915.0425 | 1 | [10 empty] | 95941.9685 | 5708.9436 | 1280.4639 | 76.1929 | 1280.4639 | 76.1929 | 1999 | 1 | 395.8085 | 511.6054 | 0 | 21187.0671 | 135.0008 | 98.872 | 0
4 | 1930 | 1930-10-31 | [19 empty] | 95080.6509 | 5846.2813 | 1605.8981 | 98.7428 | 1605.8981 | 98.7428 | 2000 | 2 | 514.271 | 494.8725 | 0 | 21720.4603 | 180.6307 | 85.1528 | 0
4 | 1930 | 1930-11-30 | [19 empty] | 96451.0798 | 5739.2378 | 1772.533 | 105.473 | 1772.533 | 52.7365 | 2001 | 4 | 418.9778 | 453.1425 | 254.9893 | 22660.5074 | 436.6618 | 395.9893 | 254.9893
4 | 1930 | 1930-12-31 | [19 empty] | 0 | 0 | 1918.9597 | 117.9922 | 0 | 0 | 2002 | 4 | 367.8272 | 501.5578 | 214.7778 | 22610.369 | 314.6218 | 290.8928 | 214.7778
5 | 1931 | 1931-04-30 | 6839.519 | 1 | 50.9566 | 1 | 839.519 | 49.9549 | 1 | 1860.2615 | 1 | 1 | 166.2087 | 9.8901 | 541.1191 | 32.1988 | 750 | 44.6281 | 65.6726 | IBU | 49.9549
5 | 1931 | 1931-05-31 | 8021.2178 | 1 | 54.4401 | 1 | 2021.2178 | 124.2798 | 1 | 1533.4961 | 1 | 1 | 149.4881 | 9.1917 | 2010.7308 | 123.635 | 750 | 46.1157 | 112.529 | IBU | 112.529
5 | 1931 | 1931-06-30 | 8236.2363 | 0 | 53.9153 | 1 | 0 | 0 | 0 | 1203.6804 | 1 | 1 | 183.682 | 10.9298 | 2250.9431 | 133.9404 | 750 | 44.6281 | 117.0632 | IBU | 0
5 | 1931 | 1931-07-31 | 9719.4023 | 0 | 56.5546 | 0 | 0 | 0 | 0 | 751.5536 | 1 | 1 | 229.3762 | 14.1038 | 2281.4834 | 140.2829 | 750 | 46.1157 | 123.3091 | IBU | 0
5 | 1931 | 1931-08-31 | [19 empty] | 92453.1548 | 5684.7229 | 1954.8474 | 120.1989 | 1954.8474 | 120.1989
5 | 1931 | 1931-09-30 | [7 empty] | 558.6163 | 1 | [10 empty] | 95634.481 | 5690.6468 | 2060.6035 | 122.6144 | 2060.6035 | 122.6144
5 | 1931 | 1931-10-31 | [19 empty] | 95356.6157 | 5863.2498 | 1549.2155 | 95.2575 | 1549.2155 | 95.2575
5 | 1931 | 1931-11-30 | [19 empty] | 96802.8669 | 5760.1706 | 1329.9177 | 79.1356 | 1329.9177 | 39.5678
5 | 1931 | 1931-12-31 | [19 empty] | 0 | 0 | 0 | 0 | 0 | 0
5 | 1932 | 1932-04-30 | 3250 | 0 | 49.3479 | 1 | 0 | 0 | 0 | 1787.3011 | 1 | 1 | 0 | 0 | 527.2299 | 31.3724 | 750 | 44.6281 | 60.3143 | UWFE | 0
5 | 1932 | 1932-05-31 | 4951.0298 | 0 | 51.6594 | 1 | 0 | 0 | 0 | 1880.7854 | 1 | 1 | 0 | 0 | 2037.6466 | 125.29 | 750 | 46.1157 | 108.7607 | UWFE | 0
5 | 1932 | 1932-06-30 | 7197.3003 | 0 | 54.0895 | 1 | 0 | 0 | 0 | 1657.1804 | 1 | 1 | 0 | 0 | 2546.3579 | 151.5188 | 750 | 44.6281 | 120.3875 | IBU | 0
5 | 1932 | 1932-07-31 | 8582.5312 | 0 | 55.7539 | 0 | 0 | 0 | 0 | 1286.9185 | 1 | 1 | 0 | 0 | 2538.0757 | 156.0602 | 750 | 46.1157 | 124.1458 | IBU | 0
5 | 1932 | 1932-08-31 | [19 empty] | 92726.3965 | 5701.5239 | 1881.4377 | 115.6851 | 1881.4377 | 115.6851
5 | 1932 | 1932-09-30 | [7 empty] | 902.0558 | 1 | [10 empty] | 95768.7432 | 5698.636 | 909.0564 | 54.0926 | 909.0564 | 54.0926
5 | 1932 | 1932-10-31 | [19 empty] | 95267.8862 | 5857.794 | 1075.1279 | 66.107 | 1075.1279 | 66.107
5 | 1932 | 1932-11-30 | [19 empty] | 96396.8372 | 5736.0101 | 1139.5615 | 67.8086 | 1139.5615 | 33.9043
5 | 1932 | 1932-12-31 | [19 empty] | 0 | 0 | 2675.6343 | 164.5183 | 0 | 0
5 | 1933 | 1933-04-30 | 3250 | 0 | 51.0343 | 1 | 0 | 0 | 0 | 1716.4489 | 1 | 1 | 180.9952 | 10.77 | 566.2323 | 33.6932 | 750 | 44.6281 | 66.8597 | UWFE | 0
5 | 1933 | 1933-05-31 | 6501.3232 | 1 | 51.83 | 1 | 501.3232 | 30.8252 | 1 | 1691.3677 | 1 | 1 | 170.3089 | 10.4719 | 2197.3789 | 135.1116 | 750 | 46.1157 | 118.9074 | UWFE | 0
5 | 1933 | 1933-06-30 | 7378.0923 | 0 | 54.6796 | 1 | 0 | 0 | 0 | 1503.11 | 1 | 1 | 210.9902 | 12.5548 | 2481.9319 | 147.6852 | 750 | 44.6281 | 124.7481 | IBU | 0
5 | 1933 | 1933-07-31 | 10174.7207 | 0 | 55.8661 | 0 | 0 | 0 | 0 | 1036.8127 | 1 | 1 | 230.7274 | 14.1869 | 2281.4834 | 140.2829 | 750 | 46.1157 | 123.3506 | IBU | 0
5 | 1933 | 1933-08-31 | [19 empty] | 91960.7812 | 5654.448 | 1026.3896 | 63.1102 | 1026.3896 | 63.1102
5 | 1933 | 1933-09-30 | [7 empty] | 614.1947 | 1 | [10 empty] | 95805.5776 | 5700.8278 | 1631.1929 | 97.0627 | 1631.1929 | 97.0627
5 | 1933 | 1933-10-31 | [19 empty] | 95686.9746 | 5883.5627 | 1357.4503 | 83.4664 | 1357.4503 | 83.4664
5 | 1933 | 1933-11-30 | [19 empty] | 96749 | 5756.9653 | 1382.8738 | 82.2867 | 1382.8738 | 41.1434
5 | 1933 | 1933-12-31 | [19 empty] | 0 | 0 | 632.6299 | 38.8989 | 0 | 0
5 | 1934 | 1934-04-30 | 3250 | 0 | 50.4968 | 1 | 0 | 0 | 0 | 1640.1229 | 1 | 1 | 162.7166 | 9.6823 | 521.5308 | 31.0332 | 750 | 44.6281 | 64.9859 | UWFE | 0
5 | 1934 | 1934-05-31 | 6994.3599 | 1 | 51.0222 | 1 | 994.3599 | 61.1408 | 1 | 1420.9012 | 1 | 1 | 222.3974 | 13.6747 | 2243.6472 | 137.9565 | 750 | 46.1157 | 121.9313 | IBU | 61.1408
5 | 1934 | 1934-06-30 | 8056.0332 | 0 | 54.7523 | 1 | 0 | 0 | 0 | 1102.0863 | 1 | 1 | 267.8396 | 15.9376 | 2418.7939 | 143.9282 | 750 | 44.6281 | 124.561 | IBU | 0
5 | 1934 | 1934-07-31 | 10945.8584 | 0 | 56.0546 | 0 | 0 | 0 | 0 | 650 | 1 | 1 | 306.0854 | 18.8205 | 2281.4834 | 140.2829 | 750 | 46.1157 | 125.6674 | IBU | 0
5 | 1934 | 1934-08-31 | [19 empty] | 92824.4819 | 5707.5549 | 3029.4255 | 186.2721 | 3029.4255 | 186.2721
5 | 1934 | 1934-09-30 | [7 empty] | 550 | 1 | [10 empty] | 96065.6274 | 5716.3018 | 1900.2302 | 113.0716 | 1900.2302 | 113.0716
5 | 1934 | 1934-10-31 | [19 empty] | 97296.3577 | 5982.5198 | 1445.2672 | 88.866 | 1445.2672 | 88.866
5 | 1934 | 1934-11-30 | [19 empty] | 96749 | 5756.9653 | 2579.6003 | 153.4969 | 2579.6003 | 76.7484
5 | 1934 | 1934-12-31 | [19 empty] | 0 | 0 | 0 | 0 | 0 | 0
4 | 1935 | 1935-04-30 | 3250 | 0 | 49.3581 | 1 | 0 | 0 | 0 | 2701.3298 | 1 | 1 | 1.3366 | 0.079535 | 295.1836 | 17.5646 | 750 | 44.6281 | 53.4502 | UWFE | 0
4 | 1935 | 1935-05-31 | 3785.3335 | 0 | 51.7742 | 1 | 0 | 0 | 0 | 2993.2708 | 1 | 1 | 70.7989 | 4.3533 | 2185.4097 | 134.3756 | 750 | 46.1157 | 115.4801 | UWFE | 0
4 | 1935 | 1935-06-30 | 8129.792 | 0 | 51.7009 | 1 | 0 | 0 | 0 | 2742.5535 | 1 | 1 | 355.0309 | 21.1258 | 2600.0139 | 154.7116 | 750 | 44.6281 | 132.5468 | IBU | 0
4 | 1935 | 1935-07-31 | 9552.0293 | 0 | 53.4228 | 1 | 0 | 0 | 0 | 2381.8289 | 1 | 1 | 386.6729 | 23.7756 | 2632.5889 | 161.8716 | 750 | 46.1157 | 138.9393 | IBU | 0
4 | 1935 | 1935-08-31 | [19 empty] | 91777.3145 | 5643.1671 | 311.4095 | 19.1478 | 311.4095 | 19.1478
4 | 1935 | 1935-09-30 | [7 empty] | 1958.6935 | 1 | [10 empty] | 95974.2356 | 5710.8636 | 386.7321 | 23.0122 | 386.7321 | 23.0122
4 | 1935 | 1935-10-31 | [19 empty] | 96108.8003 | 5909.4998 | 839.3042 | 51.6068 | 839.3042 | 51.6068
4 | 1935 | 1935-11-30 | [19 empty] | 96609.4626 | 5748.6622 | 442.0624 | 26.3045 | 442.0624 | 13.1523
4 | 1935 | 1935-12-31 | [19 empty] | 0 | 0 | 18.9133 | 1.1629 | 0 | 0
3 | 1936 | 1936-04-30 | 3250 | 0 | 49.9358 | 1 | 0 | 0 | 0 | 4126.3887 | 1 | 0 | 205.4302 | 12.2239 | 427.2792 | 25.4249 | 750 | 44.6281 | 63.4525 | UWFE | 0
3 | 1936 | 1936-05-31 | 5730.4502 | 0 | 50.768 | 1 | 0 | 0 | 0 | 4065.3789 | 1 | 0 | 284.6239 | 17.5008 | 2118.009 | 130.2313 | 750 | 46.1157 | 119.9818 | UWFE | 0
3 | 1936 | 1936-06-30 | 7140.0508 | 0 | 50.7063 | 1 | 0 | 0 | 0 | 3872.5437 | 1 | 0 | 523.2095 | 31.1331 | 2337.2417 | 139.0755 | 750 | 44.6281 | 129.7324 | UWFE | 0
3 | 1936 | 1936-07-31 | 10100.9551 | 0 | 50.7844 | 1 | 0 | 0 | 0 | 3405.3208 | 1 | 0 | 692.3971 | 42.5738 | 2537.3855 | 156.0178 | 750 | 46.1157 | 145.4115 | IBU | 0
3 | 1936 | 1936-08-31 | [19 empty] | 90321.0078 | 5553.6223 | 354.9322 | 21.8239 | 354.9322 | 21.8239
3 | 1936 | 1936-09-30 | [7 empty] | 2909.5725 | 1 | [10 empty] | 95795.6445 | 5700.2367 | 0 | 0 | 0 | 0
3 | 1936 | 1936-10-31 | [19 empty] | 94201.2852 | 5792.2113 | 840.8682 | 51.703 | 840.8682 | 51.703
3 | 1936 | 1936-11-30 | [19 empty] | 94597.1748 | 5628.9228 | 1128.2206 | 67.1338 | 1128.2206 | 33.5669
3 | 1936 | 1936-12-31 | [19 empty] | 0 | 0 | 608.6764 | 37.4261 | 0 | 0
4 | 1937 | 1937-04-30 | 3250 | 0 | 51.1619 | 1 | 0 | 0 | 0 | 4047.5991 | 1 | 1 | 21.6228 | 1.2866 | 433.8087 | 25.8134 | 750 | 44.6281 | 58.1781 | UWFE | 0
4 | 1937 | 1937-05-31 | 5043.8032 | 0 | 52.3628 | 1 | 0 | 0 | 0 | 4246.3125 | 1 | 1 | 298.0839 | 18.3285 | 2283.9185 | 140.4327 | 750 | 46.1157 | 125.4963 | UWFE | 0
4 | 1937 | 1937-06-30 | 7479.6577 | 0 | 52.6582 | 1 | 0 | 0 | 0 | 4074.0493 | 1 | 1 | 523.2274 | 31.1342 | 2560.5481 | 152.3632 | 750 | 44.6281 | 136.3768 | IBU | 0
4 | 1937 | 1937-07-31 | 10615.4678 | 0 | 52.4044 | 1 | 0 | 0 | 0 | 3583.8875 | 1 | 1 | 624.2546 | 38.3839 | 2537.3855 | 156.0178 | 750 | 46.1157 | 143.3165 | IBU | 0
4 | 1937 | 1937-08-31 | [19 empty] | 90408.666 | 5559.0122 | 565.9938 | 34.8016 | 565.9938 | 34.8016
4 | 1937 | 1937-09-30 | [7 empty] | 3016.5383 | 1 | [10 empty] | 94463.1523 | 5620.9479 | 479.2887 | 28.5197 | 479.2887 | 28.5197
4 | 1937 | 1937-10-31 | [19 empty] | 95507.4399 | 5872.5236 | 673.721 | 41.4255 | 673.721 | 41.4255
4 | 1937 | 1937-11-30 | [19 empty] | 91785.7744 | 5461.6329 | 0 | 0 | 0 | 0
4 | 1937 | 1937-12-31 | [19 empty] | 0 | 0 | 0 | 0 | 0 | 0
1 | 1938 | 1938-04-30 | 11215.0049 | 1 | 47.3544 | 1 | 5215.0049 | 310.3143 | 1 | 4058 | 1 | 0 | 40.1789 | 2.3908 | 377.0528 | 22.4362 | 750 | 44.6281 | 57.0416 | UWFE | 0
1 | 1938 | 1938-05-31 | 8562.0957 | 1 | 50.2414 | 1 | 2562.0957 | 157.5371 | 1 | 4488.4585 | 1 | 0 | 664.7729 | 40.8753 | 2143.9324 | 131.8253 | 750 | 46.1157 | 132.466 | UWFE | 0
1 | 1938 | 1938-06-30 | 7901.6748 | 0 | 52.2985 | 1 | 0 | 0 | 0 | 4435.9438 | 1 | 0 | 1236.6031 | 73.583 | 2276.9829 | 135.4899 | 750 | 44.6281 | 149.1645 | UWFE | 0
1 | 1938 | 1938-07-31 | 10626.4932 | 0 | 52.415 | 1 | 0 | 0 | 0 | 4015.3958 | 1 | 0 | 1349.9773 | 83.0069 | 2521.4749 | 155.0394 | 750 | 46.1157 | 165.1389 | IBU | 0
1 | 1938 | 1938-08-31 | [19 empty] | 89530.1455 | 5504.9941 | 0 | 0 | 0 | 0
1 | 1938 | 1938-09-30 | [7 empty] | 3067.6685 | 1 | [10 empty] | 84308.3066 | 5016.6926 | 0 | 0 | 0 | 0
1 | 1938 | 1938-10-31 | [19 empty] | 94842.9639 | 5831.6665 | 48.3554 | 2.9733 | 48.3554 | 2.9733
1 | 1938 | 1938-11-30 | [19 empty] | 91290.8857 | 5432.1849 | 0 | 0 | 0 | 0
1 | 1938 | 1938-12-31 | [19 empty] | 0 | 0 | 0 | 0 | 0 | 0
3 | 1939 | 1939-04-30 | 5639.229 | 0 | 50.9941 | 1 | 0 | 0 | 0 | 3617.3884 | 1 | 0 | 605.5399 | 36.0321 | 578.7889 | 34.4403 | 750 | 44.6281 | 79.8643 | UWFE | 0
3 | 1939 | 1939-05-31 | 10183.0283 | 1 | 50.974 | 1 | 4183.0283 | 257.2044 | 1 | 3339.7322 | 1 | 0 | 507.599 | 31.211 | 2184.0237 | 134.2904 | 750 | 46.1157 | 128.8664 | IBU | 0
3 | 1939 | 1939-06-30 | 12354.2148 | 1 | 52.3855 | 1 | 2354.2148 | 140.0855 | 1 | 2944.5042 | 1 | 0 | 658.929 | 39.209 | 2679.3533 | 159.4326 | 750 | 44.6281 | 143.9489 | IBU | 0
3 | 1939 | 1939-07-31 | 16000 | 1 | 53.5164 | 0 | 0 | 0 | 0 | 2319.4109 | 1 | 0 | 718.1892 | 44.1597 | 2421.5117 | 148.893 | 750 | 46.1157 | 142.642 | IBU | 0
3 | 1939 | 1939-08-31 | [19 empty] | 85997.9141 | 5287.8056 | 3226.4531 | 198.3869 | 3226.4531 | 198.3869
3 | 1939 | 1939-09-30 | [7 empty] | 1819.9207 | 1 | [10 empty] | 94525.0498 | 5624.6311 | 1628.0061 | 96.8731 | 1628.0061 | 96.8731
3 | 1939 | 1939-10-31 | [19 empty] | 94233.896 | 5794.2164 | 1678.0692 | 103.1805 | 1678.0692 | 103.1805
3 | 1939 | 1939-11-30 | [19 empty] | 93849.5293 | 5584.4348 | 2018.9309 | 120.1347 | 2018.9309 | 60.0674
3 | 1939 | 1939-12-31 | [19 empty] | 0 | 0 | 1704.9424 | 104.8328 | 0 | 0
2 | 1940 | 1940-04-30 | 3250 | 0 | 50.9426 | 1 | 0 | 0 | 0 | 4211.5957 | 1 | 0 | 253.2779 | 15.0711 | 410.2022 | 24.4087 | 750 | 44.6281 | 64.368 | UWFE | 0
2 | 1940 | 1940-05-31 | 5750.9185 | 0 | 51.5146 | 1 | 0 | 0 | 0 | 4218.2231 | 1 | 0 | 465.7007 | 28.6348 | 1936.5457 | 119.0736 | 750 | 46.1157 | 119.9699 | UWFE | 0
2 | 1940 | 1940-06-30 | 9764.6211 | 0 | 51.4421 | 1 | 0 | 0 | 0 | 3893.9165 | 1 | 0 | 885.6907 | 52.7023 | 2416.4163 | 143.7868 | 750 | 44.6281 | 142.8726 | IBU | 0
2 | 1940 | 1940-07-31 | 15730.8037 | 1 | 51.38 | 1 | 3730.8037 | 229.3982 | 1 | 3200 | 1 | 0 | 981.2554 | 60.335 | 2562.8928 | 157.5861 | 750 | 46.1157 | 155.0763 | IBU | 0
2 | 1940 | 1940-08-31 | [19 empty] | 88462.9746 | 5439.3763 | 0 | 0 | 0 | 0
2 | 1940 | 1940-09-30 | [7 empty] | 2472.0696 | 1 | [10 empty] | 90576.1445 | 5389.6549 | 254.3345 | 15.134 | 254.3345 | 15.134
2 | 1940 | 1940-10-31 | [19 empty] | 93346.9336 | 5739.6792 | 785.3339 | 48.2883 | 785.3339 | 48.2883
2 | 1940 | 1940-11-30 | [19 empty] | 92458.0693 | 5501.6372 | 1105.5104 | 65.7824 | 1105.5104 | 32.8912
2 | 1940 | 1940-12-31 | [19 empty] | 0 | 0 | 0 | 0 | 0 | 0
1 | 1941 | 1941-04-30 | 13347.3867 | 1 | 47.1024 | 1 | 7347.3867 | 437.1999 | 1 | 4456 | 1 | 0 | 23.2961 | 1.3862 | 258.5183 | 15.3829 | 750 | 44.6281 | 53.0127 | UWFE | 0
1 | 1941 | 1941-05-31 | 11196.6289 | 1 | 49.2716 | 1 | 5196.6289 | 319.5283 | 1 | 4552 | 1 | 0 | 416.0439 | 25.5815 | 1881.5819 | 115.694 | 750 | 46.1157 | 116.7535 | UWFE | 0
1 | 1941 | 1941-06-30 | 7959.4507 | 0 | 51.4857 | 1 | 0 | 0 | 0 | 4473.5991 | 1 | 0 | 1200.7139 | 71.4474 | 2235.8164 | 133.0403 | 750 | 44.6281 | 146.872 | UWFE | 0
1 | 1941 | 1941-07-31 | 13357.7402 | 1 | 52.4571 | 1 | 1357.7402 | 83.4842 | 1 | 4107.0615 | 1 | 0 | 1380.1753 | 84.8637 | 2616.6782 | 160.8933 | 750 | 46.1157 | 168.9942 | IBU | 0
1 | 1941 | 1941-08-31 | [19 empty] | 88126.1738 | 5418.6672 | 41.8712 | 2.5746 | 41.8712 | 2.5746
1 | 1941 | 1941-09-30 | [7 empty] | 3115.0088 | 1 | [10 empty] | 83265.2793 | 4954.6282 | 125.058 | 7.4415 | 125.058 | 7.4415
1 | 1941 | 1941-10-31 | [19 empty] | 93057.9199 | 5721.9085 | 404.5907 | 24.8773 | 404.5907 | 24.8773
1 | 1941 | 1941-11-30 | [19 empty] | 90006.7656 | 5355.7745 | 455.629 | 27.1118 | 455.629 | 13.5559
1 | 1941 | 1941-12-31 | [19 empty] | 0 | 0 | 0 | 0 | 0 | 0
1 | 1942 | 1942-04-30 | 3250 | 0 | 49.6966 | 1 | 0 | 0 | 0 | 4509.979 | 1 | 0 | 20.9692 | 1.2478 | 278.1066 | 16.5485 | 750 | 44.6281 | 53.5262 | UWFE | 0
1 | 1942 | 1942-05-31 | 10224.1553 | 1 | 48.258 | 1 | 4224.1553 | 259.7332 | 1 | 4552 | 1 | 0 | 528.7356 | 32.5107 | 2076.0068 | 127.6487 | 750 | 46.1157 | 126.1954 | UWFE | 0
1 | 1942 | 1942-06-30 | 7711.707 | 0 | 50.7208 | 1 | 0 | 0 | 0 | 4500 | 1 | 0 | 1239.5582 | 73.7588 | 2346.1777 | 139.6073 | 750 | 44.6281 | 151.3112 | UWFE | 0
1 | 1942 | 1942-07-31 | 12291.9043 | 1 | 51.1292 | 1 | 291.9043 | 17.9485 | 1 | 3968.4211 | 1 | 0 | 1378.51 | 84.7613 | 2616.6782 | 160.8933 | 750 | 46.1157 | 168.943 | IBU | 0
1 | 1942 | 1942-08-31 | [19 empty] | 89122.7676 | 5479.9454 | 0 | 0 | 0 | 0
1 | 1942 | 1942-09-30 | [7 empty] | 2988.8579 | 1 | [10 empty] | 83557.9609 | 4972.044 | 0 | 0 | 0 | 0
1 | 1942 | 1942-10-31 | [19 empty] | 91981.8252 | 5655.742 | 1127.2537 | 69.3121 | 1127.2537 | 69.3121
1 | 1942 | 1942-11-30 | [19 empty] | 90870.3604 | 5407.1619 | 1237.8724 | 73.6585 | 1237.8724 | 36.8293
1 | 1942 | 1942-12-31 | [19 empty] | 0 | 0 | 0 | 0 | 0 | 0
1 | 1943 | 1943-04-30 | 3750.5979 | 0 | 50.0219 | 1 | 0 | 0 | 0 | 4552 | 1 | 0 | 242.1598 | 14.4095 | 409.7 | 24.3788 | 750 | 44.6281 | 64.0223 | UWFE | 0
1 | 1943 | 1943-05-31 | 7166.1421 | 1 | 50.6322 | 1 | 1166.1421 | 71.7033 | 1 | 4552 | 1 | 0 | 758.1062 | 46.6141 | 2288.5784 | 140.7192 | 750 | 46.1157 | 139.7824 | UWFE | 0
1 | 1943 | 1943-06-30 | 8327.5449 | 0 | 50.9354 | 1 | 0 | 0 | 0 | 4340.3306 | 1 | 0 | 855.9166 | 50.9306 | 2263.261 | 134.6734 | 750 | 44.6281 | 137.4301 | UWFE | 0
1 | 1943 | 1943-07-31 | 16000 | 1 | 50.8746 | 1 | 4000 | 245.9504 | 1 | 3628.5266 | 1 | 0 | 941.1246 | 57.8675 | 2607.4685 | 160.327 | 750 | 46.1157 | 155.2129 | IBU | 0
1 | 1943 | 1943-08-31 | [19 empty] | 88574.7412 | 5446.2486 | 301.3545 | 18.5296 | 301.3545 | 18.5296
1 | 1943 | 1943-09-30 | [7 empty] | 2551.4565 | 1 | [10 empty] | 83754.3652 | 4983.7308 | 0 | 0 | 0 | 0
1 | 1943 | 1943-10-31 | [19 empty] | 91470.8174 | 5624.3213 | 1550.2404 | 95.3206 | 1550.2404 | 95.3206
1 | 1943 | 1943-11-30 | [19 empty] | 89086.3047 | 5301.0033 | 2815.1504 | 167.5131 | 2815.1504 | 83.7565
1 | 1943 | 1943-12-31 | [19 empty] | 0 | 0 | 40.2526 | 2.475 | 0 | 0
4 | 1944 | 1944-04-30 | 3250 | 0 | 50.6062 | 1 | 0 | 0 | 0 | 3187.7554 | 1 | 1 | 104.063 | 6.1922 | 468.9672 | 27.9055 | 653.1499 | 38.8651 | 55.9139 | UWFE | 0
4 | 1944 | 1944-05-31 | 5285.6045 | 0 | 51.9306 | 1 | 0 | 0 | 0 | 3183.9851 | 1 | 1 | 20.6807 | 1.2716 | 2024.6851 | 124.493 | 750 | 46.1157 | 108.998 | UWFE | 0
4 | 1944 | 1944-06-30 | 9979.6836 | 0 | 51.4312 | 1 | 0 | 0 | 0 | 2883.6287 | 1 | 1 | 231.6128 | 13.7819 | 2655.6514 | 158.0222 | 750 | 44.6281 | 130.5302 | IBU | 0
4 | 1944 | 1944-07-31 | 11936.8037 | 0 | 53.4744 | 1 | 0 | 0 | 0 | 2455.5315 | 1 | 1 | 264.6837 | 16.2748 | 2538.0757 | 156.0602 | 750 | 46.1157 | 132.2832 | IBU | 0
4 | 1944 | 1944-08-31 | [19 empty] | 91194.1172 | 5607.3077 | 1479.6511 | 90.9802 | 1479.6511 | 90.9802
4 | 1944 | 1944-09-30 | [7 empty] | 2136.832 | 1 | [10 empty] | 95026.6343 | 5654.4774 | 1451.7377 | 86.3844 | 1451.7377 | 86.3844
4 | 1944 | 1944-10-31 | [19 empty] | 94521.0581 | 5811.8733 | 1521.927 | 93.5796 | 1521.927 | 93.5796
4 | 1944 | 1944-11-30 | [19 empty] | 96749 | 5756.9653 | 0 | 0 | 0 | 0
4 | 1944 | 1944-12-31 | [19 empty] | 0 | 0 | 2511.2678 | 154.4118 | 0 | 0
3 | 1945 | 1945-04-30 | 3250 | 0 | 50.6697 | 1 | 0 | 0 | 0 | 4155.4067 | 1 | 0 | 245.7053 | 14.6205 | 453.397 | 26.979 | 750 | 44.6281 | 65.4278 | UWFE | 0
3 | 1945 | 1945-05-31 | 4815.7119 | 0 | 50.9828 | 1 | 0 | 0 | 0 | 4312.3994 | 1 | 0 | 419.0883 | 25.7687 | 2006.5386 | 123.3772 | 750 | 46.1157 | 120.6887 | UWFE | 0
3 | 1945 | 1945-06-30 | 8762.8174 | 0 | 50.982 | 1 | 0 | 0 | 0 | 4079.3799 | 1 | 0 | 584.3591 | 34.7718 | 2486.4326 | 147.953 | 750 | 44.6281 | 135.9905 | IBU | 0
3 | 1945 | 1945-07-31 | 13865.9258 | 1 | 50.8347 | 1 | 1865.9258 | 114.7313 | 1 | 3470.7292 | 1 | 0 | 726.7673 | 44.6872 | 2632.5889 | 161.8716 | 750 | 46.1157 | 149.3951 | IBU | 0
3 | 1945 | 1945-08-31 | [19 empty] | 90106.1162 | 5540.4091 | 465.3352 | 28.6123 | 465.3352 | 28.6123
3 | 1945 | 1945-09-30 | [7 empty] | 2950.8347 | 1 | [10 empty] | 94362.6147 | 5614.9655 | 334.2428 | 19.8888 | 334.2428 | 19.8888
3 | 1945 | 1945-10-31 | [19 empty] | 94737.2158 | 5825.1643 | 526.3936 | 32.3667 | 526.3936 | 32.3667
3 | 1945 | 1945-11-30 | [19 empty] | 93731.1704 | 5577.392 | 697.8735 | 41.5264 | 697.8735 | 20.7632
3 | 1945 | 1945-12-31 | [19 empty] | 0 | 0 | 0 | 0 | 0 | 0
2 | 1946 | 1946-04-30 | 4076.0847 | 0 | 48.8389 | 1 | 0 | 0 | 0 | 4552 | 1 | 0 | 571.7728 | 34.0228 | 546.8182 | 32.5379 | 750 | 44.6281 | 77.9085 | UWFE | 0
2 | 1946 | 1946-05-31 | 7674.5024 | 1 | 48.6904 | 1 | 1674.5024 | 102.9611 | 1 | 4470.8901 | 1 | 0 | 870.653 | 53.5344 | 2245.0334 | 138.0417 | 750 | 46.1157 | 141.9037 | UWFE | 0
2 | 1946 | 1946-06-30 | 10991.0703 | 1 | 49.0016 | 1 | 991.0703 | 58.9728 | 1 | 4054.7852 | 1 | 0 | 864.2981 | 51.4293 | 2675.0896 | 159.1789 | 750 | 44.6281 | 149.9322 | IBU | 0
2 | 1946 | 1946-07-31 | 16000 | 1 | 49.4936 | 1 | 4000 | 245.9504 | 1 | 3315.6355 | 1 | 0 | 929.8784 | 57.176 | 2527.7539 | 155.4255 | 750 | 46.1157 | 152.4165 | IBU | 0
2 | 1946 | 1946-08-31 | [19 empty] | 88284.5977 | 5428.4083 | 0 | 0 | 0 | 0
2 | 1946 | 1946-09-30 | [7 empty] | 2524.6172 | 1 | [10 empty] | 88618.8271 | 5273.1864 | 0 | 0 | 0 | 0
2 | 1946 | 1946-10-31 | [19 empty] | 91926.4023 | 5652.3342 | 1148.6481 | 70.6276 | 1148.6481 | 70.6276
2 | 1946 | 1946-11-30 | [19 empty] | 91705.3271 | 5456.8459 | 1644.782 | 97.8713 | 1644.782 | 48.9357
2 | 1946 | 1946-12-31 | [19 empty] | 0 | 0 | 0 | 0 | 0 | 0
4 | 1947 | 1947-04-30 | 3250 | 0 | 51.9924 | 1 | 0 | 0 | 0 | 3389.9932 | 1 | 1 | 210.8019 | 12.5436 | 467.4604 | 27.8158 | 750 | 44.6281 | 64.8078 | UWFE | 0
4 | 1947 | 1947-05-31 | 8656.3467 | 1 | 50.6873 | 1 | 2656.3467 | 163.3324 | 1 | 3099.4897 | 1 | 1 | 304.6068 | 18.7295 | 2205.6235 | 135.6185 | 750 | 46.1157 | 123.2897 | IBU | 123.2897
4 | 1947 | 1947-06-30 | 10092.335 | 1 | 51.8953 | 1 | 92.335 | 5.4943 | 1 | 2880.8298 | 1 | 1 | 355.6331 | 21.1616 | 2534.7493 | 150.8281 | 750 | 44.6281 | 130.6229 | IBU | 5.4943
4 | 1947 | 1947-07-31 | 13768.3623 | 1 | 53.4525 | 1 | 1768.3623 | 108.7324 | 1 | 2415.1191 | 1 | 1 | 438.7327 | 26.9766 | 2538.0757 | 156.0602 | 750 | 46.1157 | 137.6341 | IBU | 108.7324
4 | 1947 | 1947-08-31 | [19 empty] | 90847.5518 | 5585.9982 | 1509.7136 | 92.8287 | 1509.7136 | 92.8287
4 | 1947 | 1947-09-30 | [7 empty] | 1968.9127 | 1 | [10 empty] | 94272.1274 | 5609.5811 | 1350.3022 | 80.3486 | 1350.3022 | 80.3486
4 | 1947 | 1947-10-31 | [19 empty] | 96632.9336 | 5941.7275 | 1046.6112 | 64.3536 | 1046.6112 | 64.3536
4 | 1947 | 1947-11-30 | [19 empty] | 96749 | 5756.9653 | 1013.9701 | 60.3354 | 1013.9701 | 30.1677
4 | 1947 | 1947-12-31 | [19 empty] | 0 | 0 | 1615.0374 | 99.3048 | 0 | 0
3 | 1948 | 1948-04-30 | 3250 | 0 | 49.8796 | 1 | 0 | 0 | 0 | 4304.8442 | 1 | 0 | 46.9189 | 2.7919 | 211.8076 | 12.6034 | 750 | 44.6281 | 52.3257 | UWFE | 0
3 | 1948 | 1948-05-31 | 9188.4805 | 1 | 49.2702 | 1 | 3188.4805 | 196.052 | 1 | 4552 | 1 | 0 | 414.7917 | 25.5046 | 1547.1708 | 95.1318 | 750 | 46.1157 | 106.4339 | UWFE | 0
3 | 1948 | 1948-06-30 | 8322.8652 | 0 | 51.373 | 1 | 0 | 0 | 0 | 4500 | 1 | 0 | 739.4797 | 44.0021 | 2358.4155 | 140.3355 | 750 | 44.6281 | 136.7969 | UWFE | 0
3 | 1948 | 1948-07-31 | 12203.6953 | 1 | 51.6793 | 1 | 203.6953 | 12.5247 | 1 | 3932.4302 | 1 | 0 | 1057.1549 | 65.0019 | 2632.5889 | 161.8716 | 750 | 46.1157 | 159.5525 | IBU | 0
3 | 1948 | 1948-08-31 | [19 empty] | 90274.7529 | 5550.7782 | 181.0285 | 11.131 | 181.0285 | 11.131
3 | 1948 | 1948-09-30 | [7 empty] | 3400 | 1 | [10 empty] | 94375.8257 | 5615.7516 | 0 | 0 | 0 | 0
3 | 1948 | 1948-10-31 | [19 empty] | 93532.6089 | 5751.096 | 756.6262 | 46.5231 | 756.6262 | 46.5231
3 | 1948 | 1948-11-30 | [19 empty] | 95683.0312 | 5693.5357 | 1042.5563 | 62.0364 | 1042.5563 | 31.0182
3 | 1948 | 1948-12-31 | [19 empty] | 0 | 0 | 1411.7911 | 86.8077 | 0 | 0
4 | 1949 | 1949-04-30 | 3250 | 0 | 51.6989 | 1 | 0 | 0 | 0 | 4435.8999 | 1 | 1 | 261.8059 | 15.5785 | 454.9038 | 27.0687 | 750 | 44.6281 | 65.9517 | UWFE | 0
4 | 1949 | 1949-05-31 | 6600.4927 | 1 | 50.5308 | 1 | 600.4927 | 36.9229 | 1 | 4429.8804 | 1 | 1 | 565.0432 | 34.7431 | 2066.1624 | 127.0434 | 750 | 46.1157 | 127.009 | UWFE | 0
4 | 1949 | 1949-06-30 | 9891.2217 | 0 | 51.3591 | 1 | 0 | 0 | 0 | 4039.3413 | 1 | 1 | 696.9446 | 41.4711 | 2712.6807 | 161.4157 | 750 | 44.6281 | 146.0715 | IBU | 0
4 | 1949 | 1949-07-31 | 14543.4053 | 1 | 50.8896 | 1 | 2543.4053 | 156.3879 | 1 | 3385.6567 | 1 | 1 | 761.8835 | 46.8464 | 2538.0757 | 156.0602 | 750 | 46.1157 | 147.569 | IBU | 147.569
4 | 1949 | 1949-08-31 | [19 empty] | 90977.3701 | 5593.9804 | 2030.7351 | 124.865 | 2030.7351 | 124.865
4 | 1949 | 1949-09-30 | [7 empty] | 3001.7329 | 1 | [10 empty] | 94939.002 | 5649.2629 | 1015.7755 | 60.4428 | 1015.7755 | 60.4428
4 | 1949 | 1949-10-31 | [19 empty] | 93926.5708 | 5775.3197 | 1726.7583 | 106.1742 | 1726.7583 | 106.1742
4 | 1949 | 1949-11-30 | [19 empty] | 93878.3037 | 5586.147 | 814.2058 | 48.4486 | 814.2058 | 24.2243
4 | 1949 | 1949-12-31 | [19 empty] | 0 | 0 | 1528.5476 | 93.9867 | 0 | 0
4 | 1950 | 1950-04-30 | 3250 | 0 | 51.199 | 1 | 0 | 0 | 0 | 4233.7075 | 1 | 1 | 269.7053 | 16.0486 | 500.6099 | 29.7884 | 750 | 44.6281 | 67.5466 | UWFE | 0
4 | 1950 | 1950-05-31 | 6396.6948 | 1 | 50.9867 | 1 | 396.6948 | 24.3918 | 1 | 4172.8188 | 1 | 1 | 221.0393 | 13.5912 | 2273.5491 | 139.7951 | 750 | 46.1157 | 122.8088 | UWFE | 0
4 | 1950 | 1950-06-30 | 8106.1187 | 0 | 51.3961 | 1 | 0 | 0 | 0 | 3898.8838 | 1 | 1 | 433.4818 | 25.794 | 2603.5125 | 154.9197 | 750 | 44.6281 | 134.985 | IBU | 0
4 | 1950 | 1950-07-31 | 9670.4365 | 0 | 52.2543 | 1 | 0 | 0 | 0 | 3515.8723 | 1 | 1 | 482.35 | 29.6585 | 2632.5889 | 161.8716 | 750 | 46.1157 | 141.8808 | IBU | 0
4 | 1950 | 1950-08-31 | [19 empty] | 90741.2334 | 5579.461 | 437.0708 | 26.8744 | 437.0708 | 26.8744
4 | 1950 | 1950-09-30 | [7 empty] | 3133.936 | 1 | [10 empty] | 95235.519 | 5666.9069 | 0 | 0 | 0 | 0
4 | 1950 | 1950-10-31 | [19 empty] | 91664.6934 | 5636.2423 | 1385.6233 | 85.1987 | 1385.6233 | 85.1987
4 | 1950 | 1950-11-30 | [19 empty] | 88639.3223 | 5274.406 | 0 | 0 | 0 | 0
4 | 1950 | 1950-12-31 | [19 empty] | 0 | 0 | 0 | 0 | 0 | 0
2 | 1951 | 1951-04-30 | 3250 | 0 | 50.0263 | 1 | 0 | 0 | 0 | 4516.4619 | 1 | 0 | 285.896 | 17.012 | 523.7141 | 31.1632 | 750 | 44.6281 | 68.7157 | UWFE | 0
2 | 1951 | 1951-05-31 | 6537.2441 | 1 | 50.0782 | 1 | 537.2441 | 33.0339 | 1 | 4552 | 1 | 0 | 725.9411 | 44.6364 | 1961.9442 | 120.6352 | 750 | 46.1157 | 128.7515 | UWFE | 0
2 | 1951 | 1951-06-30 | 10659.2461 | 1 | 49.9268 | 1 | 659.2461 | 39.2279 | 1 | 4123.9614 | 1 | 0 | 977.7628 | 58.1809 | 2422.4946 | 144.1484 | 750 | 44.6281 | 145.7928 | IBU | 0
2 | 1951 | 1951-07-31 | 16000 | 1 | 50.0006 | 1 | 4000 | 245.9504 | 1 | 3378.9827 | 1 | 0 | 1073.9122 | 66.0323 | 2562.8928 | 157.5861 | 750 | 46.1157 | 157.9249 | IBU | 0
2 | 1951 | 1951-08-31 | [19 empty] | 88694.9902 | 5453.6424 | 0 | 0 | 0 | 0
2 | 1951 | 1951-09-30 | [7 empty] | 2661.9062 | 1 | [10 empty] | 90025.668 | 5356.8993 | 0 | 0 | 0 | 0
2 | 1951 | 1951-10-31 | [19 empty] | 92899.103 | 5712.1432 | 951.9967 | 58.536 | 951.9967 | 58.536
2 | 1951 | 1951-11-30 | [19 empty] | 91653.6699 | 5453.7721 | 1099.9492 | 65.4515 | 1099.9492 | 32.7258
2 | 1951 | 1951-12-31 | [19 empty] | 0 | 0 | 0 | 0 | 0 | 0
1 | 1952 | 1952-04-30 | 16481.4199 | 1 | 46.812 | 1 | 10481.4199 | 623.6878 | 1 | 4290 | 1 | 0 | 93.1022 | 5.54 | 430.7951 | 25.6341 | 750 | 44.6281 | 60.2151 | UWFE | 0
1 | 1952 | 1952-05-31 | 7205.1543 | 1 | 49.9088 | 1 | 1205.1543 | 74.102 | 1 | 4552 | 1 | 0 | 740.7537 | 45.5472 | 2298.9478 | 141.3568 | 750 | 46.1157 | 139.5677 | UWFE | 0
1 | 1952 | 1952-06-30 | 6688.2456 | 0 | 51.4966 | 1 | 0 | 0 | 0 | 4500 | 1 | 0 | 1056.9393 | 62.8923 | 2224.6392 | 132.3752 | 750 | 44.6281 | 142.2618 | UWFE | 0
1 | 1952 | 1952-07-31 | 9808.5918 | 0 | 52.4523 | 1 | 0 | 0 | 0 | 4145.5332 | 1 | 0 | 1272.6998 | 78.2553 | 2503.0557 | 153.9069 | 750 | 46.1157 | 162.1968 | UWFE | 0
1 | 1952 | 1952-08-31 | [19 empty] | 88187.665 | 5422.4482 | 0 | 0 | 0 | 0
1 | 1952 | 1952-09-30 | [7 empty] | 3316.7529 | 1 | [10 empty] | 87814.3584 | 5225.3172 | 38.3109 | 2.2797 | 38.3109 | 2.2797
1 | 1952 | 1952-10-31 | [19 empty] | 92103.1167 | 5663.1999 | 203.0086 | 12.4825 | 203.0086 | 12.4825
1 | 1952 | 1952-11-30 | [19 empty] | 89899.2256 | 5349.3754 | 736.8885 | 43.8479 | 736.8885 | 21.924
1 | 1952 | 1952-12-31 | [19 empty] | 0 | 0 | 0 | 0 | 0 | 0
1 | 1953 | 1953-04-30 | 5435.791 | 0 | 48.9836 | 1 | 0 | 0 | 0 | 4552 | 1 | 0 | 445.4772 | 26.5077 | 432.8041 | 25.7536 | 750 | 44.6281 | 70.7588 | UWFE | 0
1 | 1953 | 1953-05-31 | 9500.9639 | 1 | 48.5261 | 1 | 3500.9639 | 215.2659 | 1 | 4552 | 1 | 0 | 730.5885 | 44.9221 | 2213.4006 | 136.0967 | 750 | 46.1157 | 136.6251 | UWFE | 0
1 | 1953 | 1953-06-30 | 8763.9053 | 0 | 50.4203 | 1 | 0 | 0 | 0 | 4500 | 1 | 0 | 1097.9736 | 65.334 | 2273.6465 | 135.2914 | 750 | 44.6281 | 144.9408 | UWFE | 0
1 | 1953 | 1953-07-31 | 14905.9033 | 1 | 51.295 | 1 | 2905.9033 | 178.677 | 1 | 3867.5134 | 1 | 0 | 1282.4961 | 78.8576 | 2616.6782 | 160.8933 | 750 | 46.1157 | 165.9911 | IBU | 0
1 | 1953 | 1953-08-31 | [19 empty] | 89655.0713 | 5512.6755 | 19.6381 | 1.2075 | 19.6381 | 1.2075
1 | 1953 | 1953-09-30 | [7 empty] | 3007.0503 | 1 | [10 empty] | 85167.9883 | 5067.8472 | 0 | 0 | 0 | 0
1 | 1953 | 1953-10-31 | [19 empty] | 90385.585 | 5557.593 | 1224.5797 | 75.2965 | 1224.5797 | 75.2965
1 | 1953 | 1953-11-30 | [19 empty] | 88062.6611 | 5240.0922 | 1707.2793 | 101.5902 | 1707.2793 | 50.7951
1 | 1953 | 1953-12-31 | [19 empty] | 0 | 0 | 98.7508 | 6.0719 | 0 | 0
2 | 1954 | 1954-04-30 | 10966.7246 | 1 | 48.7392 | 1 | 4966.7246 | 295.5406 | 1 | 4546 | 1 | 0 | 33.8696 | 2.0154 | 347.9214 | 20.7028 | 750 | 44.6281 | 55.9872 | UWFE | 0
2 | 1954 | 1954-05-31 | 7140.4268 | 1 | 50.8273 | 1 | 1140.4268 | 70.1221 | 1 | 4520.7495 | 1 | 0 | 705.2218 | 43.3624 | 2247.1011 | 138.1689 | 750 | 46.1157 | 136.8813 | UWFE | 0
2 | 1954 | 1954-06-30 | 10288.1543 | 1 | 50.714 | 1 | 288.1543 | 17.1464 | 1 | 4172.916 | 1 | 0 | 1051.8853 | 62.5915 | 2396.1545 | 142.5811 | 750 | 44.6281 | 147.2144 | IBU | 0
2 | 1954 | 1954-07-31 | 16000 | 1 | 51.3267 | 1 | 4000 | 245.9504 | 1 | 3484.4351 | 1 | 0 | 1187.8694 | 73.0392 | 2562.8928 | 157.5861 | 750 | 46.1157 | 161.4284 | IBU | 0
2 | 1954 | 1954-08-31 | [19 empty] | 89107.3271 | 5478.996 | 0 | 0 | 0 | 0
2 | 1954 | 1954-09-30 | [7 empty] | 2910.6812 | 1 | [10 empty] | 89705.001 | 5337.8182 | 0 | 0 | 0 | 0
2 | 1954 | 1954-10-31 | [19 empty] | 92851.604 | 5709.2226 | 798.4457 | 49.0945 | 798.4457 | 49.0945
2 | 1954 | 1954-11-30 | [19 empty] | 92153.2515 | 5483.4993 | 832.2526 | 49.5225 | 832.2526 | 24.7612
2 | 1954 | 1954-12-31 | [19 empty] | 0 | 0 | 0 | 0 | 0 | 0
4 | 1955 | 1955-04-30 | 3250 | 0 | 50.4513 | 1 | 0 | 0 | 0 | 3900.9666 | 1 | 1 | 222.8969 | 13.2633 | 466.9581 | 27.7859 | 750 | 44.6281 | 65.1527 | UWFE | 0
4 | 1955 | 1955-05-31 | 5268.8193 | 0 | 51.6167 | 1 | 0 | 0 | 0 | 4019.9189 | 1 | 1 | 365.3899 | 22.4669 | 2265.772 | 139.3169 | 750 | 46.1157 | 127.0076 | UWFE | 0
4 | 1955 | 1955-06-30 | 9586.7441 | 0 | 51.2535 | 1 | 0 | 0 | 0 | 3710.1033 | 1 | 1 | 444.3331 | 26.4397 | 2712.6807 | 161.4157 | 750 | 44.6281 | 138.5558 | IBU | 0
4 | 1955 | 1955-07-31 | 14380.9561 | 1 | 51.8714 | 1 | 2380.9561 | 146.3993 | 1 | 3124.1541 | 1 | 1 | 487.4453 | 29.9718 | 2538.0757 | 156.0602 | 750 | 46.1157 | 139.1317 | IBU | 139.1317
4 | 1955 | 1955-08-31 | [19 empty] | 91467.54 | 5624.1198 | 1565.8888 | 96.2827 | 1565.8888 | 96.2827
4 | 1955 | 1955-09-30 | [7 empty] | 2864.9436 | 1 | [10 empty] | 95723.1929 | 5695.9255 | 813.699 | 48.4185 | 813.699 | 48.4185
4 | 1955 | 1955-10-31 | [19 empty] | 94019.6997 | 5781.046 | 1413.0873 | 86.8874 | 1413.0873 | 86.8874
4 | 1955 | 1955-11-30 | [19 empty] | 96749 | 5756.9653 | 1431.4788 | 85.1789 | 1431.4788 | 42.5895
4 | 1955 | 1955-12-31 | [19 empty] | 0 | 0 | 0 | 0 | 0 | 0
1 | 1956 | 1956-04-30 | 3250 | 0 | 49.8951 | 1 | 0 | 0 | 0 | 4525.9761 | 1 | 0 | 274.4471 | 16.3307 | 472.9853 | 28.1446 | 750 | 44.6281 | 66.8658 | UWFE | 0
1 | 1956 | 1956-05-31 | 9877.4131 | 1 | 47.8752 | 1 | 3877.4131 | 238.4128 | 1 | 4552 | 1 | 0 | 735.6575 | 45.2338 | 2024.1602 | 124.4608 | 750 | 46.1157 | 130.963 | UWFE | 0
1 | 1956 | 1956-06-30 | 7543.416 | 0 | 50.0897 | 1 | 0 | 0 | 0 | 4426.123 | 1 | 0 | 1099.931 | 65.4504 | 2200.5312 | 130.9407 | 750 | 44.6281 | 142.8237 | UWFE | 0
1 | 1956 | 1956-07-31 | 11823.9668 | 0 | 50.2826 | 1 | 0 | 0 | 0 | 3905.5474 | 1 | 0 | 1282.6154 | 78.8649 | 2616.6782 | 160.8933 | 750 | 46.1157 | 165.9948 | IBU | 0
1 | 1956 | 1956-08-31 | [19 empty] | 90474.1582 | 5563.0391 | 0 | 0 | 0 | 0
1 | 1956 | 1956-09-30 | [7 empty] | 3055.8276 | 1 | [10 empty] | 84431.8018 | 5024.0411 | 0 | 0 | 0 | 0
1 | 1956 | 1956-10-31 | [19 empty] | 92823.0757 | 5707.4685 | 524.9938 | 32.2806 | 524.9938 | 32.2806
1 | 1956 | 1956-11-30 | [19 empty] | 87816.9082 | 5225.4689 | 630.5883 | 37.5226 | 630.5883 | 18.7613
1 | 1956 | 1956-12-31 | [19 empty] | 0 | 0 | 0 | 0 | 0 | 0
2 | 1957 | 1957-04-30 | 3250 | 0 | 51.2174 | 1 | 0 | 0 | 0 | 4535.7544 | 1 | 0 | 473.61 | 28.1818 | 459.4242 | 27.3376 | 750 | 44.6281 | 72.3878 | UWFE | 0
2 | 1957 | 1957-05-31 | 10383.7988 | 1 | 50.1161 | 1 | 4383.7988 | 269.5493 | 1 | 4552 | 1 | 0 | 717.7584 | 44.1332 | 2044.8989 | 125.7359 | 750 | 46.1157 | 131.0503 | UWFE | 0
2 | 1957 | 1957-06-30 | 9041.2539 | 0 | 52.2485 | 1 | 0 | 0 | 0 | 4290.394 | 1 | 0 | 866.6025 | 51.5664 | 2422.4946 | 144.1484 | 750 | 44.6281 | 142.4855 | IBU | 0
2 | 1957 | 1957-07-31 | 16000 | 1 | 51.8162 | 1 | 4000 | 245.9504 | 1 | 3601.6663 | 1 | 0 | 947.8796 | 58.2828 | 2467.6895 | 151.7323 | 750 | 46.1157 | 151.1233 | IBU | 0
2 | 1957 | 1957-08-31 | [19 empty] | 89621.124 | 5510.5881 | 972.9947 | 59.8271 | 972.9947 | 59.8271
2 | 1957 | 1957-09-30 | [7 empty] | 3041.053 | 1 | [10 empty] | 90649.2773 | 5394.0066 | 579.7745 | 34.499 | 579.7745 | 34.499
2 | 1957 | 1957-10-31 | [19 empty] | 94373.6128 | 5802.8073 | 1307.7252 | 80.4089 | 1307.7252 | 80.4089
2 | 1957 | 1957-11-30 | [19 empty] | 91059.4033 | 5418.4108 | 2291.8242 | 136.373 | 2291.8242 | 68.1865
2 | 1957 | 1957-12-31 | [19 empty] | 0 | 0 | 0 | 0 | 0 | 0
1 | 1958 | 1958-04-30 | 11542.2393 | 1 | 47.7729 | 1 | 5542.2393 | 329.7861 | 1 | 4173 | 1 | 0 | 28.5275 | 1.6975 | 286.1428 | 17.0267 | 750 | 44.6281 | 53.9902 | UWFE | 0
1 | 1958 | 1958-05-31 | 6985.3262 | 1 | 51.3851 | 1 | 985.3262 | 60.5853 | 1 | 4552 | 1 | 0 | 454.2844 | 27.9329 | 1943.7979 | 119.5195 | 750 | 46.1157 | 119.8419 | UWFE | 0
1 | 1958 | 1958-06-30 | 8232.1523 | 0 | 51.6816 | 1 | 0 | 0 | 0 | 4500 | 1 | 0 | 1154.1927 | 68.6792 | 2269.7261 | 135.0581 | 750 | 44.6281 | 146.4968 | UWFE | 0
1 | 1958 | 1958-07-31 | 12357.0049 | 1 | 52.2247 | 1 | 357.0049 | 21.9514 | 1 | 4105.7368 | 1 | 0 | 1329.9095 | 81.773 | 2552.2114 | 156.9294 | 750 | 46.1157 | 165.4669 | IBU | 0
1 | 1958 | 1958-08-31 | [19 empty] | 87940.8721 | 5407.2735 | 0 | 0 | 0 | 0
1 | 1958 | 1958-09-30 | [7 empty] | 3174.582 | 1 | [10 empty] | 84527.9521 | 5029.7624 | 0 | 0 | 0 | 0
1 | 1958 | 1958-10-31 | [19 empty] | 92967.8687 | 5716.3714 | 50.6989 | 3.1174 | 50.6989 | 3.1174
1 | 1958 | 1958-11-30 | [19 empty] | 88886.126 | 5289.0918 | 1516.7578 | 90.2534 | 1516.7578 | 45.1267
1 | 1958 | 1958-12-31 | [19 empty] | 0 | 0 | 0 | 0 | 0 | 0
3 | 1959 | 1959-04-30 | 4176.9141 | 0 | 52.521 | 1 | 0 | 0 | 0 | 4402.9878 | 1 | 0 | 220.1043 | 13.0971 | 554.8545 | 33.0161 | 750 | 44.6281 | 67.6847 | UWFE | 0
3 | 1959 | 1959-05-31 | 8032.0801 | 1 | 51.6039 | 1 | 2032.0801 | 124.9477 | 1 | 4231.4053 | 1 | 0 | 634.8976 | 39.0383 | 2338.3577 | 143.78 | 750 | 46.1157 | 137.5249 | UWFE | 0
3 | 1959 | 1959-06-30 | 12238.9375 | 1 | 51.9429 | 1 | 2238.9375 | 133.226 | 1 | 3758.0562 | 1 | 0 | 756.1251 | 44.9926 | 2677.3357 | 159.3125 | 750 | 44.6281 | 146.7807 | IBU | 0
3 | 1959 | 1959-07-31 | 16000 | 1 | 52.9363 | 1 | 4000 | 245.9504 | 1 | 3122.5605 | 1 | 0 | 824.8505 | 50.7181 | 2537.3855 | 156.0178 | 750 | 46.1157 | 149.4836 | IBU | 0
3 | 1959 | 1959-08-31 | [19 empty] | 87769.9443 | 5396.7635 | 580.9988 | 35.7242 | 580.9988 | 35.7242
3 | 1959 | 1959-09-30 | [7 empty] | 2777.2996 | 1 | [10 empty] | 94751.3535 | 5638.0971 | 162.4661 | 9.6674 | 162.4661 | 9.6674
3 | 1959 | 1959-10-31 | [19 empty] | 93413.3604 | 5743.7636 | 1540.0111 | 94.6916 | 1540.0111 | 94.6916
3 | 1959 | 1959-11-30 | [19 empty] | 92727.7559 | 5517.6846 | 1347.0541 | 80.1553 | 1347.0541 | 40.0776
3 | 1959 | 1959-12-31 | [19 empty] | 0 | 0 | 2025.1993 | 124.5247 | 0 | 0
4 | 1960 | 1960-04-30 | 7127.0625 | 1 | 49.9112 | 1 | 1127.0625 | 67.0649 | 1 | 4172.9888 | 1 | 1 | 16.4874 | 0.98107 | 466.4559 | 27.7561 | 750 | 44.6281 | 58.9967 | UWFE | 0
4 | 1960 | 1960-05-31 | 4957.1445 | 0 | 52.5273 | 1 | 0 | 0 | 0 | 4264.8516 | 1 | 1 | 320.0725 | 19.6805 | 2099.8628 | 129.1155 | 750 | 46.1157 | 120.5137 | UWFE | 0
4 | 1960 | 1960-06-30 | 13233.9727 | 1 | 51.4405 | 1 | 3233.9727 | 192.4347 | 1 | 3735.5588 | 1 | 1 | 457.7018 | 27.2352 | 2712.6807 | 161.4157 | 750 | 44.6281 | 138.9535 | IBU | 138.9535
4 | 1960 | 1960-07-31 | 13995.5498 | 1 | 52.786 | 1 | 1995.5498 | 122.7016 | 1 | 3174.9954 | 1 | 1 | 499.181 | 30.6934 | 2441.2615 | 150.1073 | 750 | 46.1157 | 136.5161 | IBU | 122.7016
4 | 1960 | 1960-08-31 | [19 empty] | 90376.2197 | 5557.0171 | 1283.535 | 78.9215 | 1283.535 | 78.9215
4 | 1960 | 1960-09-30 | [7 empty] | 2747.3599 | 1 | [10 empty] | 93859.9321 | 5585.0538 | 1185.9482 | 70.5688 | 1185.9482 | 70.5688
4 | 1960 | 1960-10-31 | [19 empty] | 93911.3975 | 5774.3868 | 1660.7848 | 102.1177 | 1660.7848 | 102.1177
4 | 1960 | 1960-11-30 | [19 empty] | 96749 | 5756.9653 | 409.7125 | 24.3796 | 409.7125 | 12.1898
4 | 1960 | 1960-12-31 | [19 empty] | 0 | 0 | 2387.1279 | 146.7788 | 0 | 0
4 | 1961 | 1961-04-30 | 3330.928 | 0 | 51.2625 | 1 | 0 | 0 | 0 | 4552 | 1 | 1 | 224.1461 | 13.3376 | 461.4332 | 27.4572 | 750 | 44.6281 | 65.0255 | UWFE | 0
4 | 1961 | 1961-05-31 | 7787.1885 | 1 | 50.2406 | 1 | 1787.1885 | 109.8899 | 1 | 4502.2798 | 1 | 1 | 270.7625 | 16.6485 | 2241.9163 | 137.8501 | 750 | 46.1157 | 123.365 | UWFE | 0
4 | 1961 | 1961-06-30 | 10063.0752 | 1 | 51.53 | 1 | 63.0752 | 3.7532 | 1 | 4143.2856 | 1 | 1 | 520.3307 | 30.9618 | 2605.4656 | 155.036 | 750 | 44.6281 | 137.627 | IBU | 3.7532
4 | 1961 | 1961-07-31 | 16000 | 1 | 51.3744 | 1 | 4000 | 245.9504 | 1 | 3417.938 | 1 | 1 | 610.1761 | 37.5183 | 2538.0757 | 156.0602 | 750 | 46.1157 | 142.9049 | IBU | 142.9049
4 | 1961 | 1961-08-31 | [19 empty] | 90140.4219 | 5542.5185 | 3366.3738 | 206.9903 | 3366.3738 | 206.9903
4 | 1961 | 1961-09-30 | [7 empty] | 3030.2942 | 1 | [10 empty] | 94542.3823 | 5625.6624 | 1068.3673 | 63.5723 | 1068.3673 | 63.5723
4 | 1961 | 1961-10-31 | [19 empty] | 92871.4131 | 5710.4406 | 2354.5803 | 144.7775 | 2354.5803 | 144.7775
4 | 1961 | 1961-11-30 | [19 empty] | 95558.9888 | 5686.1547 | 1388.9673 | 82.6493 | 1388.9673 | 41.3246
4 | 1961 | 1961-12-31 | [19 empty] | 0 | 0 | 1553.0544 | 95.4936 | 0 | 0
3 | 1962 | 1962-04-30 | 3754.135 | 0 | 51.1166 | 1 | 0 | 0 | 0 | 4552 | 1 | 0 | 412.5512 | 24.5485 | 496.0895 | 29.5194 | 750 | 44.6281 | 71.662 | UWFE | 0
3 | 1962 | 1962-05-31 | 8163.2202 | 1 | 49.7835 | 1 | 2163.2202 | 133.0112 | 1 | 4418.8945 | 1 | 0 | 657.1561 | 40.407 | 2288.5784 | 140.7192 | 750 | 46.1157 | 136.6788 | UWFE | 0
3 | 1962 | 1962-06-30 | 9541.0107 | 0 | 50.6775 | 1 | 0 | 0 | 0 | 4081.9338 | 1 | 0 | 805.9758 | 47.9589 | 2523.6528 | 150.1678 | 750 | 44.6281 | 143.6914 | IBU | 0
3 | 1962 | 1962-07-31 | 15542.7832 | 1 | 50.5078 | 1 | 3542.7832 | 217.8372 | 1 | 3381.1711 | 1 | 0 | 930.3408 | 57.2044 | 2537.3855 | 156.0178 | 750 | 46.1157 | 152.7268 | IBU | 0
3 | 1962 | 1962-08-31 | [19 empty] | 90501.5059 | 5564.7207 | 326.014 | 20.0458 | 326.014 | 20.0458
3 | 1962 | 1962-09-30 | [7 empty] | 3012.7175 | 1 | [10 empty] | 94563.6353 | 5626.9271 | 0 | 0 | 0 | 0
3 | 1962 | 1962-10-31 | [19 empty] | 91099.3086 | 5601.4781 | 0 | 0 | 0 | 0
3 | 1962 | 1962-11-30 | [19 empty] | 94435.6953 | 5619.3141 | 0 | 0 | 0 | 0
3 | 1962 | 1962-12-31 | [19 empty] | 0 | 0 | 0 | 0 | 0 | 0
1 | 1963 | 1963-04-30 | 30893.4492 | 1 | 48.0211 | 1 | 24893.4492 | 1481.2631 | 1 | 4137 | 1 | 0 | 15.7005 | 0.93425 | 254.5001 | 15.1438 | 750 | 44.6281 | 52.6671 | UWFE | 0
1 | 1963 | 1963-05-31 | 4724.0718 | 0 | 52.6576 | 1 | 0 | 0 | 0 | 4552 | 1 | 0 | 528.8322 | 32.5166 | 2086.3762 | 128.2863 | 750 | 46.1157 | 126.5172 | UWFE | 0
1 | 1963 | 1963-06-30 | 8594.7188 | 0 | 52.5437 | 1 | 0 | 0 | 0 | 4318.4883 | 1 | 0 | 1228.4559 | 73.0982 | 2324.6143 | 138.3242 | 750 | 44.6281 | 150.3393 | IBU | 0
1 | 1963 | 1963-07-31 | 16000 | 1 | 52.1096 | 1 | 4000 | 245.9504 | 1 | 3649.5266 | 1 | 0 | 1381.7018 | 84.9575 | 2521.4749 | 155.0394 | 750 | 46.1157 | 166.1142 | IBU | 0
1 | 1963 | 1963-08-31 | [19 empty] | 89286.8535 | 5490.0346 | 0 | 0 | 0 | 0
1 | 1963 | 1963-09-30 | [7 empty] | 2718.1057 | 1 | [10 empty] | 84976.958 | 5056.4801 | 0 | 0 | 0 | 0
1 | 1963 | 1963-10-31 | [19 empty] | 92588.9097 | 5693.0701 | 1189.5573 | 73.143 | 1189.5573 | 73.143
1 | 1963 | 1963-11-30 | [19 empty] | 93790.8306 | 5580.942 | 1109.0795 | 65.9948 | 1109.0795 | 32.9974
1 | 1963 | 1963-12-31 | [19 empty] | 0 | 0 | 347.9604 | 21.3952 | 0 | 0
4 | 1964 | 1964-04-30 | 6091.9458 | 1 | 49.5505 | 1 | 91.9458 | 5.4712 | 1 | 3746.6431 | 1 | 1 | 316.7788 | 18.8496 | 564.8998 | 33.6139 | 750 | 44.6281 | 70.8599 | UWFE | 0
4 | 1964 | 1964-05-31 | 6700.6343 | 1 | 50.719 | 1 | 700.6343 | 43.0803 | 1 | 3609.583 | 1 | 1 | 332.7473 | 20.4598 | 2309.8418 | 142.0266 | 750 | 46.1157 | 127.3589 | UWFE | 0
4 | 1964 | 1964-06-30 | 8947.915 | 0 | 51.8991 | 1 | 0 | 0 | 0 | 3402.845 | 1 | 1 | 359.1174 | 21.369 | 2607.7468 | 155.1717 | 750 | 44.6281 | 132.8984 | IBU | 0
4 | 1964 | 1964-07-31 | 14511.1045 | 1 | 52.2635 | 1 | 2511.1045 | 154.4018 | 1 | 2786.1204 | 1 | 1 | 422.4683 | 25.9766 | 2533.6196 | 155.7862 | 750 | 46.1157 | 136.9971 | IBU | 136.9971
4 | 1964 | 1964-08-31 | [19 empty] | 91194.7256 | 5607.3451 | 771.8971 | 47.4621 | 771.8971 | 47.4621
4 | 1964 | 1964-09-30 | [7 empty] | 2475.9597 | 1 | [10 empty] | 95000.5879 | 5652.9275 | 1010.3552 | 60.1203 | 1010.3552 | 60.1203
4 | 1964 | 1964-10-31 | [19 empty] | 94941.0786 | 5837.6994 | 1503.1575 | 92.4256 | 1503.1575 | 92.4256
4 | 1964 | 1964-11-30 | [19 empty] | 96749 | 5756.9653 | 1991.6625 | 118.5121 | 1991.6625 | 59.2561
4 | 1964 | 1964-12-31 | [19 empty] | 0 | 0 | 0 | 0 | 0 | 0
1 | 1965 | 1965-04-30 | 6748.3589 | 1 | 46.9475 | 1 | 748.3589 | 44.5304 | 1 | 4500 | 1 | 0 | 15.9951 | 0.95177 | 409.7 | 24.3788 | 750 | 44.6281 | 57.2934 | UWFE | 0
1 | 1965 | 1965-05-31 | 6685.5464 | 1 | 49.0954 | 1 | 685.5464 | 42.1526 | 1 | 4530.542 | 1 | 0 | 633.975 | 38.9816 | 2257.9951 | 138.8387 | 750 | 46.1157 | 135.0259 | UWFE | 0
1 | 1965 | 1965-06-30 | 8087.3091 | 0 | 49.5362 | 1 | 0 | 0 | 0 | 4283.3418 | 1 | 0 | 838.3341 | 49.8843 | 2334.416 | 138.9074 | 750 | 44.6281 | 139.024 | UWFE | 0
1 | 1965 | 1965-07-31 | 16000 | 1 | 49.4431 | 1 | 4000 | 245.9504 | 1 | 3588.6501 | 1 | 0 | 922.0832 | 56.6967 | 2612.0735 | 160.6101 | 750 | 46.1157 | 154.7691 | IBU | 0
1 | 1965 | 1965-08-31 | [19 empty] | 91045.6006 | 5598.1758 | 0 | 0 | 0 | 0
1 | 1965 | 1965-09-30 | [7 empty] | 2849.3286 | 1 | [10 empty] | 86410.6357 | 5141.7899 | 0 | 0 | 0 | 0
1 | 1965 | 1965-10-31 | [19 empty] | 91501.9746 | 5626.2371 | 958.2055 | 58.9178 | 958.2055 | 58.9178
1 | 1965 | 1965-11-30 | [19 empty] | 92705.7603 | 5516.3758 | 425.1225 | 25.2965 | 425.1225 | 12.6483
1 | 1965 | 1965-12-31 | [19 empty] | 0 | 0 | 0 | 0 | 0 | 0
3 | 1966 | 1966-04-30 | 4292.8887 | 0 | 49.8692 | 1 | 0 | 0 | 0 | 4552 | 1 | 0 | 529.8277 | 31.5269 | 552.3431 | 32.8667 | 750 | 44.6281 | 76.8249 | UWFE | 0
3 | 1966 | 1966-05-31 | 8730.6592 | 1 | 49.4726 | 1 | 2730.6592 | 167.9017 | 1 | 4347.7725 | 1 | 0 | 640.7465 | 39.398 | 2340.425 | 143.9071 | 750 | 46.1157 | 137.7682 | IBU | 0
3 | 1966 | 1966-06-30 | 13508.8633 | 1 | 49.8644 | 1 | 3508.8633 | 208.7919 | 1 | 3800.2344 | 1 | 0 | 770.6282 | 45.8556 | 2661.6143 | 158.377 | 750 | 44.6281 | 146.7444 | IBU | 0
3 | 1966 | 1966-07-31 | 16000 | 1 | 50.8349 | 1 | 4000 | 245.9504 | 1 | 3119.6094 | 1 | 0 | 838.9403 | 51.5844 | 2521.1633 | 155.0203 | 750 | 46.1157 | 149.4181 | IBU | 0
3 | 1966 | 1966-08-31 | [19 empty] | 87234.4795 | 5363.8391 | 442.3545 | 27.1993 | 442.3545 | 27.1993
3 | 1966 | 1966-09-30 | [7 empty] | 2583.3672 | 1 | [10 empty] | 92546.8853 | 5506.9221 | 418.4725 | 24.9008 | 418.4725 | 24.9008
3 | 1966 | 1966-10-31 | [19 empty] | 93829.6924 | 5769.3629 | 1319.8214 | 81.1527 | 1319.8214 | 81.1527
3 | 1966 | 1966-11-30 | [19 empty] | 96749 | 5756.9653 | 1161.3711 | 69.1064 | 1161.3711 | 34.5532
3 | 1966 | 1966-12-31 | [19 empty] | 0 | 0 | 0 | 0 | 0 | 0
1 | 1967 | 1967-04-30 | 10209.6709 | 1 | 47.1435 | 1 | 4209.6709 | 250.4928 | 1 | 4479 | 1 | 0 | 39.8704 | 2.3725 | 237.4231 | 14.1277 | 750 | 44.6281 | 52.8782 | UWFE | 0
1 | 1967 | 1967-05-31 | 12507.457 | 1 | 48.9939 | 1 | 6507.457 | 400.1279 | 1 | 4552 | 1 | 0 | 634.835 | 39.0345 | 2252.2856 | 138.4876 | 750 | 46.1157 | 134.8768 | UWFE | 0
1 | 1967 | 1967-06-30 | 8491.8008 | 0 | 51.1733 | 1 | 0 | 0 | 0 | 4500 | 1 | 0 | 937.7822 | 55.8019 | 2001.1646 | 119.0776 | 750 | 44.6281 | 132.0678 | UWFE | 0
1 | 1967 | 1967-07-31 | 11558.0479 | 0 | 52.5317 | 1 | 0 | 0 | 0 | 4019.9312 | 1 | 0 | 1366.8882 | 84.0467 | 2516.8701 | 154.7563 | 750 | 46.1157 | 165.5172 | UWFE | 0
1 | 1967 | 1967-08-31 | [19 empty] | 89940.6201 | 5530.2332 | 0 | 0 | 0 | 0
1 | 1967 | 1967-09-30 | [7 empty] | 3126.8677 | 1 | [10 empty] | 84275.957 | 5014.7677 | 0 | 0 | 0 | 0
1 | 1967 | 1967-10-31 | [19 empty] | 94715.5815 | 5823.8341 | 302.18 | 18.5803 | 302.18 | 18.5803
1 | 1967 | 1967-11-30 | [19 empty] | 91235.6035 | 5428.8954 | 1725.1964 | 102.6563 | 1725.1964 | 51.3282
1 | 1967 | 1967-12-31 | [19 empty] | 0 | 0 | 0 | 0 | 0 | 0
3 | 1968 | 1968-04-30 | 3250 | 0 | 51.9104 | 1 | 0 | 0 | 0 | 4387.3369 | 1 | 0 | 372.8588 | 22.1866 | 480.017 | 28.563 | 750 | 44.6281 | 70.0029 | UWFE | 0
3 | 1968 | 1968-05-31 | 7092.5923 | 1 | 51.0287 | 1 | 1092.5923 | 67.1809 | 1 | 4254.6367 | 1 | 0 | 578.8368 | 35.5913 | 2198.3716 | 135.1726 | 750 | 46.1157 | 131.4976 | UWFE | 0
3 | 1968 | 1968-06-30 | 13090.2783 | 1 | 50.739 | 1 | 3090.2783 | 183.8843 | 1 | 3698.4705 | 1 | 0 | 708.039 | 42.1312 | 2497.6624 | 148.6212 | 750 | 44.6281 | 140.0043 | IBU | 0
3 | 1968 | 1968-07-31 | 16000 | 1 | 51.8927 | 1 | 4000 | 245.9504 | 1 | 3020.8716 | 1 | 0 | 869.4346 | 53.4595 | 2537.3855 | 156.0178 | 750 | 46.1157 | 150.8543 | IBU | 0
3 | 1968 | 1968-08-31 | [19 empty] | 91885.4238 | 5649.8145 | 520.4457 | 32.001 | 520.4457 | 32.001
3 | 1968 | 1968-09-30 | [7 empty] | 2794.0652 | 1 | [10 empty] | 93395.6299 | 5557.4259 | 164.137 | 9.7668 | 164.137 | 9.7668
3 | 1968 | 1968-10-31 | [19 empty] | 94950.543 | 5838.2813 | 1019.0937 | 62.6616 | 1019.0937 | 62.6616
3 | 1968 | 1968-11-30 | [19 empty] | 96749 | 5756.9653 | 448.9588 | 26.7149 | 448.9588 | 13.3575
3 | 1968 | 1968-12-31 | [19 empty] | 0 | 0 | 0 | 0 | 0 | 0
1 | 1969 | 1969-04-30 | 9669.7627 | 1 | 46.9907 | 1 | 3669.7627 | 218.366 | 1 | 4434 | 1 | 0 | 171.7332 | 10.2188 | 463.4423 | 27.5767 | 750 | 44.6281 | 63.5259 | UWFE | 0
1 | 1969 | 1969-05-31 | 9579.458 | 1 | 48.8723 | 1 | 3579.458 | 220.0923 | 1 | 4552 | 1 | 0 | 779.5358 | 47.9318 | 2345.6096 | 144.2259 | 750 | 46.1157 | 142.1946 | UWFE | 0
1 | 1969 | 1969-06-30 | 8011.48 | 0 | 50.5018 | 1 | 0 | 0 | 0 | 4403.0791 | 1 | 0 | 1103.2566 | 65.6483 | 2226.0151 | 132.4571 | 750 | 44.6281 | 143.6808 | UWFE | 0
1 | 1969 | 1969-07-31 | 11045.0781 | 0 | 51.5087 | 1 | 0 | 0 | 0 | 3947.4578 | 1 | 0 | 1249.1562 | 76.8076 | 2516.8701 | 154.7563 | 750 | 46.1157 | 161.8977 | IBU | 0
1 | 1969 | 1969-08-31 | [19 empty] | 89532.791 | 5505.1567 | 0 | 0 | 0 | 0
1 | 1969 | 1969-09-30 | [7 empty] | 3239.3909 | 1 | [10 empty] | 88147.0195 | 5245.1119 | 42.8577 | 2.5502 | 42.8577 | 2.5502
1 | 1969 | 1969-10-31 | [19 empty] | 93281.4272 | 5735.6514 | 245.9806 | 15.1248 | 245.9806 | 15.1248
1 | 1969 | 1969-11-30 | [19 empty] | 92833.8052 | 5523.995 | 0 | 0 | 0 | 0
1 | 1969 | 1969-12-31 | [19 empty] | 0 | 0 | 0 | 0 | 0 | 0
1 | 1970 | 1970-04-30 | 3250 | 0 | 49.8044 | 1 | 0 | 0 | 0 | 4291.0645 | 1 | 0 | 73.1966 | 4.3555 | 508.6461 | 30.2665 | 713.9839 | 42.485 | 59.796 | UWFE | 0
1 | 1970 | 1970-05-31 | 6423.0225 | 1 | 49.8999 | 1 | 423.0225 | 26.0106 | 1 | 4231.8843 | 1 | 0 | 572.1926 | 35.1828 | 2315.0266 | 142.3454 | 750 | 46.1157 | 134.8798 | UWFE | 0
1 | 1970 | 1970-06-30 | 11296.084 | 1 | 49.3744 | 1 | 1296.084 | 77.1224 | 1 | 3804.7209 | 1 | 0 | 657.6102 | 39.1305 | 2256.0039 | 134.2416 | 750 | 44.6281 | 131.3141 | IBU | 0
1 | 1970 | 1970-07-31 | 15933.2969 | 1 | 50.2642 | 1 | 3933.2969 | 241.849 | 1 | 3122.0967 | 1 | 0 | 784.4171 | 48.2319 | 2616.6782 | 160.8933 | 750 | 46.1157 | 150.6783 | IBU | 0
1 | 1970 | 1970-08-31 | [19 empty] | 89359.1201 | 5494.4781 | 0 | 0 | 0 | 0
1 | 1970 | 1970-09-30 | [7 empty] | 2249.6484 | 1 | [10 empty] | 84248.9375 | 5013.1599 | 762.3438 | 45.3626 | 762.3438 | 45.3626
1 | 1970 | 1970-10-31 | [19 empty] | 90155.1904 | 5543.4266 | 958.8508 | 58.9574 | 958.8508 | 58.9574
1 | 1970 | 1970-11-30 | [19 empty] | 94202.667 | 5605.448 | 1112.5507 | 66.2014 | 1112.5507 | 33.1007
1 | 1970 | 1970-12-31 | [19 empty] | 0 | 0 | 0 | 0 | 0 | 0
1 | 1971 | 1971-04-30 | 3250 | 0 | 50.1011 | 1 | 0 | 0 | 0 | 4470.4141 | 1 | 0 | 663.0163 | 39.4522 | 563.3929 | 33.5242 | 750 | 44.6281 | 81.1163 | UWFE | 0
1 | 1971 | 1971-05-31 | 8956.8486 | 1 | 49.0741 | 1 | 2956.8486 | 181.8095 | 1 | 4552 | 1 | 0 | 722.5508 | 44.4279 | 1990.4598 | 122.3886 | 750 | 46.1157 | 129.524 | UWFE | 0
1 | 1971 | 1971-06-30 | 7962.2466 | 0 | 51.378 | 1 | 0 | 0 | 0 | 4500 | 1 | 0 | 865.0387 | 51.4734 | 2342.2573 | 139.374 | 750 | 44.6281 | 140.0518 | UWFE | 0
1 | 1971 | 1971-07-31 | 15771.3086 | 1 | 51.1682 | 1 | 3771.3086 | 231.8887 | 1 | 3763.6338 | 1 | 0 | 964.2192 | 59.2875 | 2521.4749 | 155.0394 | 750 | 46.1157 | 153.2792 | IBU | 0
1 | 1971 | 1971-08-31 | [19 empty] | 90534.5293 | 5566.7512 | 367.7022 | 22.6091 | 367.7022 | 22.6091
1 | 1971 | 1971-09-30 | [7 empty] | 2942.958 | 1 | [10 empty] | 86539.2598 | 5149.4436 | 0 | 0 | 0 | 0
1 | 1971 | 1971-10-31 | [19 empty] | 91401.7578 | 5620.075 | 1216.4792 | 74.7984 | 1216.4792 | 74.7984
1 | 1971 | 1971-11-30 | [19 empty] | 87564.6484 | 5210.4584 | 1703.5538 | 101.3685 | 1703.5538 | 50.6842
1 | 1971 | 1971-12-31 | [19 empty] | 0 | 0 | 0 | 0 | 0 | 0
3 | 1972 | 1972-04-30 | 4466.645 | 0 | 50.0822 | 1 | 0 | 0 | 0 | 4552 | 1 | 0 | 323.2535 | 19.2349 | 539.2842 | 32.0896 | 750 | 44.6281 | 70.2904 | UWFE | 0
3 | 1972 | 1972-05-31 | 7295.1348 | 1 | 50.6107 | 1 | 1295.1348 | 79.6347 | 1 | 4444.4248 | 1 | 0 | 214.1783 | 13.1693 | 2237.2563 | 137.5635 | 750 | 46.1157 | 121.4821 | UWFE | 0
3 | 1972 | 1972-06-30 | 13446.585 | 1 | 50.5292 | 1 | 3446.585 | 205.086 | 1 | 3879.4409 | 1 | 0 | 428.4666 | 25.4955 | 2616.696 | 155.7042 | 750 | 44.6281 | 135.228 | IBU | 0
3 | 1972 | 1972-07-31 | 15975.8271 | 1 | 51.617 | 1 | 3975.8271 | 244.4641 | 1 | 3200 | 1 | 0 | 484.0748 | 29.7646 | 2537.3855 | 156.0178 | 750 | 46.1157 | 139.0069 | IBU | 0
3 | 1972 | 1972-08-31 | [19 empty] | 89878.541 | 5526.4161 | 1250.8757 | 76.9134 | 1250.8757 | 76.9134
3 | 1972 | 1972-09-30 | [7 empty] | 2958.2964 | 1 | [10 empty] | 95242.7227 | 5667.3356 | 954.7809 | 56.8134 | 954.7809 | 56.8134
3 | 1972 | 1972-10-31 | [19 empty] | 95128.999 | 5849.2542 | 439.7225 | 27.0375 | 439.7225 | 27.0375
3 | 1972 | 1972-11-30 | [19 empty] | 96243.0745 | 5726.8606 | 2301.5762 | 136.9533 | 2301.5762 | 68.4766
3 | 1972 | 1972-12-31 | [19 empty] | 0 | 0 | 0 | 0 | 0 | 0
2 | 1973 | 1973-04-30 | 3250 | 0 | 50.5814 | 1 | 0 | 0 | 0 | 4464.4717 | 1 | 0 | 411.989 | 24.515 | 453.397 | 26.979 | 750 | 44.6281 | 70.3751 | UWFE | 0
2 | 1973 | 1973-05-31 | 6365.7554 | 1 | 51.2658 | 1 | 365.7554 | 22.4894 | 1 | 4489.7715 | 1 | 0 | 753.9079 | 46.356 | 2250.2183 | 138.3605 | 750 | 46.1157 | 138.474 | UWFE | 0
2 | 1973 | 1973-06-30 | 13158.1406 | 1 | 49.9006 | 1 | 3158.1406 | 187.9224 | 1 | 3919.5508 | 1 | 0 | 1050.8997 | 62.5329 | 2424.5208 | 144.269 | 750 | 44.6281 | 148.029 | IBU | 0
2 | 1973 | 1973-07-31 | 16000 | 1 | 50.5793 | 1 | 4000 | 245.9504 | 1 | 3219.9336 | 1 | 0 | 1148.6138 | 70.6255 | 2522.6577 | 155.1122 | 750 | 46.1157 | 158.9845 | IBU | 0
2 | 1973 | 1973-08-31 | [19 empty] | 91231.0947 | 5609.5814 | 266.0858 | 16.361 | 266.0858 | 16.361
2 | 1973 | 1973-09-30 | [7 empty] | 2805.6096 | 1 | [10 empty] | 90741.9873 | 5399.5232 | 632.8945 | 37.6598 | 632.8945 | 37.6598
2 | 1973 | 1973-10-31 | [19 empty] | 94903.3291 | 5835.3783 | 827.6483 | 50.8901 | 827.6483 | 50.8901
2 | 1973 | 1973-11-30 | [19 empty] | 71353.3066 | 4245.8166 | 0 | 0 | 0 | 0
2 | 1973 | 1973-12-31 | [19 empty] | 0 | 0 | 0 | 0 | 0 | 0
1 | 1974 | 1974-04-30 | 5857.2148 | 0 | 48.4155 | 1 | 0 | 0 | 0 | 4289 | 1 | 0 | 44.7164 | 2.6608 | 403.1705 | 23.9903 | 750 | 44.6281 | 57.9537 | UWFE | 0
1 | 1974 | 1974-05-31 | 5594.6343 | 0 | 50.9343 | 1 | 0 | 0 | 0 | 4515.0288 | 1 | 0 | 762.7927 | 46.9023 | 2255.4028 | 138.6793 | 750 | 46.1157 | 138.9065 | UWFE | 0
1 | 1974 | 1974-06-30 | 8124.5073 | 0 | 51.2551 | 1 | 0 | 0 | 0 | 4359.8823 | 1 | 0 | 1221.212 | 72.6672 | 2328.5349 | 138.5574 | 750 | 44.6281 | 150.2404 | UWFE | 0
1 | 1974 | 1974-07-31 | 12602.3799 | 1 | 51.6808 | 1 | 602.3799 | 37.0389 | 1 | 3927.6494 | 1 | 0 | 1157.8093 | 71.1909 | 2265.9106 | 139.3254 | 750 | 46.1157 | 151.3739 | IBU | 0
1 | 1974 | 1974-08-31 | [19 empty] | 90403.6592 | 5558.7043 | 0 | 0 | 0 | 0
1 | 1974 | 1974-09-30 | [7 empty] | 3201.7532 | 1 | [10 empty] | 86925.9688 | 5172.4543 | 0 | 0 | 0 | 0
1 | 1974 | 1974-10-31 | [19 empty] | 91203.3242 | 5607.8738 | 1233.318 | 75.8338 | 1233.318 | 75.8338
1 | 1974 | 1974-11-30 | [19 empty] | 87555.9795 | 5209.9426 | 1391.8278 | 82.8195 | 1391.8278 | 41.4098
1 | 1974 | 1974-12-31 | [19 empty] | 0 | 0 | 0 | 0 | 0 | 0
1 | 1975 | 1975-04-30 | 3250 | 0 | 50.4704 | 1 | 0 | 0 | 0 | 4449.6987 | 1 | 0 | 348.7161 | 20.7501 | 422.2566 | 25.126 | 750 | 44.6281 | 67.5661 | UWFE | 0
1 | 1975 | 1975-05-31 | 9954.1455 | 1 | 50.2793 | 1 | 3954.1455 | 243.1309 | 1 | 4552 | 1 | 0 | 880.4407 | 54.1362 | 2314.5017 | 142.3132 | 750 | 46.1157 | 144.3404 | UWFE | 0
1 | 1975 | 1975-06-30 | 8908.6064 | 0 | 51.9626 | 1 | 0 | 0 | 0 | 4422.0156 | 1 | 0 | 1191.2261 | 70.8829 | 2278.9434 | 135.6065 | 750 | 44.6281 | 147.8728 | UWFE | 0
1 | 1975 | 1975-07-31 | 13871.7422 | 1 | 52.1751 | 1 | 1871.7422 | 115.0889 | 1 | 3940.1907 | 1 | 0 | 1259.2373 | 77.4275 | 2566.0256 | 157.7788 | 750 | 46.1157 | 163.7188 | IBU | 0
1 | 1975 | 1975-08-31 | [19 empty] | 90235.9766 | 5548.3939 | 0 | 0 | 0 | 0
1 | 1975 | 1975-09-30 | [7 empty] | 3139.9026 | 1 | [10 empty] | 84908.5557 | 5052.4099 | 0 | 0 | 0 | 0
1 | 1975 | 1975-10-31 | [19 empty] | 93899.6826 | 5773.6664 | 935.7257 | 57.5355 | 935.7257 | 57.5355
1 | 1975 | 1975-11-30 | [19 empty] | 90029.6309 | 5357.1351 | 1105.7954 | 65.7994 | 1105.7954 | 32.8997
1 | 1975 | 1975-12-31 | [19 empty] | 0 | 0 | 0 | 0 | 0 | 0
4 | 1976 | 1976-04-30 | 3250 | 0 | 51.5879 | 1 | 0 | 0 | 0 | 3878.49 | 1 | 1 | 162.4164 | 9.6644 | 525.2208 | 31.2528 | 750 | 44.6281 | 65.0867 | UWFE | 0
4 | 1976 | 1976-05-31 | 10081.5947 | 1 | 51.4431 | 1 | 4081.5947 | 250.9675 | 1 | 3615.46 | 1 | 1 | 197.6355 | 12.1521 | 2397.4563 | 147.4138 | 750 | 46.1157 | 125.8987 | IBU | 125.8987
4 | 1976 | 1976-06-30 | 9693.1299 | 0 | 52.9647 | 1 | 0 | 0 | 0 | 3290.3748 | 1 | 1 | 220.8133 | 13.1393 | 2496.3179 | 148.5412 | 750 | 44.6281 | 125.4684 | IBU | 0
4 | 1976 | 1976-07-31 | 13307.6348 | 1 | 54.0764 | 0 | 0 | 0 | 0 | 2839.3403 | 1 | 1 | 243.2985 | 14.9598 | 2326.6448 | 143.0598 | 750 | 46.1157 | 125.1255 | IBU | 0
4 | 1976 | 1976-08-31 | [19 empty] | 93360.2148 | 5740.4959 | 1948.8915 | 119.8327 | 1948.8915 | 119.8327
4 | 1976 | 1976-09-30 | [7 empty] | 2776.3486 | 1 | [10 empty] | 95118.0684 | 5659.9181 | 1649.7568 | 98.1673 | 1649.7568 | 98.1673
4 | 1976 | 1976-10-31 | [19 empty] | 92269.147 | 5673.4087 | 1735.9191 | 106.7375 | 1735.9191 | 106.7375
4 | 1976 | 1976-11-30 | [19 empty] | 92605.2544 | 5510.3953 | 1444.7786 | 85.9703 | 1444.7786 | 42.9851
4 | 1976 | 1976-12-31 | [19 empty] | 0 | 0 | 2446.426 | 150.4249 | 0 | 0
5 | 1977 | 1977-04-30 | 7071.751 | 1 | 50.7919 | 1 | 1071.751 | 63.7736 | 1 | 1944.6559 | 1 | 1 | 201.6096 | 11.9966 | 581.8025 | 34.6197 | 750 | 44.6281 | 67.9362 | IBU | 63.7736
5 | 1977 | 1977-05-31 | 5902.6396 | 0 | 52.3272 | 1 | 0 | 0 | 0 | 1775.2607 | 1 | 1 | 129.1551 | 7.9414 | 1768.8984 | 108.7653 | 750 | 46.1157 | 104.4691 | IBU | 0
5 | 1977 | 1977-06-30 | 12227.6289 | 1 | 54.2871 | 1 | 2227.6289 | 132.5531 | 1 | 1227.3998 | 1 | 1 | 215.2688 | 12.8094 | 2477.7227 | 147.4347 | 750 | 44.6281 | 124.7502 | IBU | 124.7502
5 | 1977 | 1977-07-31 | 12847.9814 | 1 | 56.799 | 0 | 0 | 0 | 0 | 674.0114 | 1 | 1 | 236.5211 | 14.5431 | 2273.3716 | 139.7842 | 750 | 46.1157 | 123.2793 | IBU | 0
5 | 1977 | 1977-08-31 | [19 empty] | 90811.3945 | 5583.775 | 3103.3232 | 190.8159 | 3103.3232 | 190.8159
5 | 1977 | 1977-09-30 | [7 empty] | 550 | 1 | [10 empty] | 96010.7861 | 5713.0385 | 2002.1653 | 119.1371 | 2002.1653 | 119.1371
5 | 1977 | 1977-10-31 | [19 empty] | 93437.8208 | 5745.2677 | 1799.3027 | 110.6348 | 1799.3027 | 110.6348
5 | 1977 | 1977-11-30 | [19 empty] | 96634.6804 | 5750.1628 | 1647.7871 | 98.0501 | 1647.7871 | 49.0251
5 | 1977 | 1977-12-31 | [19 empty] | 0 | 0 | 1898.1753 | 116.7142 | 0 | 0
2 | 1978 | 1978-04-30 | 5366.9473 | 0 | 47.1742 | 1 | 0 | 0 | 0 | 4552 | 1 | 0 | 14.3499 | 0.85388 | 353.4463 | 21.0315 | 750 | 44.6281 | 55.5708 | UWFE | 0
2 | 1978 | 1978-05-31 | 8295.8477 | 1 | 48.7541 | 1 | 2295.8477 | 141.1662 | 1 | 4552 | 1 | 0 | 802.3403 | 49.334 | 2254.8779 | 138.647 | 750 | 46.1157 | 140.1062 | UWFE | 0
2 | 1978 | 1978-06-30 | 9561.7168 | 0 | 49.9637 | 1 | 0 | 0 | 0 | 4231.4814 | 1 | 0 | 1242.4238 | 73.9294 | 2349.4448 | 139.8017 | 750 | 44.6281 | 151.4936 | UWFE | 0
2 | 1978 | 1978-07-31 | 13248.9893 | 1 | 50.878 | 1 | 1248.9893 | 76.7974 | 1 | 3678.9851 | 1 | 0 | 1355.9877 | 83.3764 | 2562.8928 | 157.5861 | 750 | 46.1157 | 166.597 | IBU | 0
2 | 1978 | 1978-08-31 | [19 empty] | 90311.0869 | 5553.0123 | 138.0856 | 8.4905 | 138.0856 | 8.4905
2 | 1978 | 1978-09-30 | [7 empty] | 3233.9426 | 1 | [10 empty] | 93316.7197 | 5552.7304 | 124.3065 | 7.3968 | 124.3065 | 7.3968
2 | 1978 | 1978-10-31 | [19 empty] | 94237.5181 | 5794.4391 | 308.3386 | 18.959 | 308.3386 | 18.959
2 | 1978 | 1978-11-30 | [19 empty] | 90817.3848 | 5404.0097 | 283.4688 | 16.8676 | 283.4688 | 8.4338
2 | 1978 | 1978-12-31 | [19 empty] | 0 | 0 | 569.0425 | 34.9891 | 0 | 0
4 | 1979 | 1979-04-30 | 3250 | 0 | 51.2702 | 1 | 0 | 0 | 0 | 4053.4419 | 1 | 1 | 214.2449 | 12.7485 | 439.3336 | 26.1422 | 750 | 44.6281 | 64.0734 | UWFE | 0
4 | 1979 | 1979-05-31 | 4739.0381 | 0 | 53.2229 | 1 | 0 | 0 | 0 | 4220.813 | 1 | 1 | 321.9245 | 19.7944 | 2260.5874 | 138.9981 | 750 | 46.1157 | 125.5119 | UWFE | 0
4 | 1979 | 1979-06-30 | 10586.1377 | 1 | 51.5449 | 1 | 586.1377 | 34.8776 | 1 | 3800.5693 | 1 | 1 | 618.1641 | 36.7833 | 2677.3357 | 159.3125 | 750 | 44.6281 | 142.676 | IBU | 34.8776
4 | 1979 | 1979-07-31 | 10198.0205 | 0 | 52.8379 | 1 | 0 | 0 | 0 | 3407.8647 | 1 | 1 | 673.1793 | 41.3922 | 2632.5889 | 161.8716 | 750 | 46.1157 | 147.7476 | IBU | 0
4 | 1979 | 1979-08-31 | [19 empty] | 91695.8379 | 5638.1573 | 53.1248 | 3.2665 | 53.1248 | 3.2665
4 | 1979 | 1979-09-30 | [7 empty] | 3119.8076 | 1 | [10 empty] | 95203.8975 | 5665.0253 | 0 | 0 | 0 | 0
4 | 1979 | 1979-10-31 | [19 empty] | 95850.0474 | 5893.5897 | 801.0798 | 49.2565 | 801.0798 | 49.2565
4 | 1979 | 1979-11-30 | [19 empty] | 94181.7671 | 5604.2043 | 1226.4319 | 72.9778 | 1226.4319 | 36.4889
4 | 1979 | 1979-12-31 | [19 empty] | 0 | 0 | 0 | 0 | 0 | 0
2 | 1980 | 1980-04-30 | 3250 | 0 | 50.9493 | 1 | 0 | 0 | 0 | 4390.5459 | 1 | 0 | 343.8535 | 20.4607 | 435.8177 | 25.933 | 750 | 44.6281 | 67.8249 | UWFE | 0
2 | 1980 | 1980-05-31 | 6651.8936 | 1 | 50.0888 | 1 | 651.8936 | 40.0834 | 1 | 4360.0034 | 1 | 0 | 671.3967 | 41.2826 | 2141.3401 | 131.6659 | 750 | 46.1157 | 132.5899 | UWFE | 0
2 | 1980 | 1980-06-30 | 9056.002 | 0 | 51.1239 | 1 | 0 | 0 | 0 | 4114.1909 | 1 | 0 | 914.7728 | 54.4328 | 2280.5554 | 135.7025 | 750 | 44.6281 | 139.6957 | UWFE | 0
2 | 1980 | 1980-07-31 | 11086.1113 | 0 | 51.426 | 1 | 0 | 0 | 0 | 3708.1541 | 1 | 0 | 1062.2654 | 65.3162 | 2538.1265 | 156.0633 | 750 | 46.1157 | 156.8054 | IBU | 0
2 | 1980 | 1980-08-31 | [19 empty] | 90859.5693 | 5586.7372 | 0 | 0 | 0 | 0
2 | 1980 | 1980-09-30 | [7 empty] | 3161.3862 | 1 | [10 empty] | 91065.9287 | 5418.7991 | 103.587 | 6.1639 | 103.587 | 6.1639
2 | 1980 | 1980-10-31 | [19 empty] | 93740.7666 | 5763.8951 | 295.8243 | 18.1895 | 295.8243 | 18.1895
2 | 1980 | 1980-11-30 | [19 empty] | 89348.2246 | 5316.5886 | 250.8931 | 14.9292 | 250.8931 | 7.4646
2 | 1980 | 1980-12-31 | [19 empty] | 0 | 0 | 0 | 0 | 0 | 0
4 | 1981 | 1981-04-30 | 3250 | 0 | 51.8358 | 1 | 0 | 0 | 0 | 4273.4536 | 1 | 1 | 216.9279 | 12.9081 | 405.1796 | 24.1099 | 750 | 44.6281 | 63.1371 | UWFE | 0
4 | 1981 | 1981-05-31 | 7636.0425 | 1 | 50.9829 | 1 | 1636.0425 | 100.5963 | 1 | 4072.6497 | 1 | 1 | 512.2 | 31.4939 | 2162.0786 | 132.941 | 750 | 46.1157 | 128.3332 | IBU | 100.5963
4 | 1981 | 1981-06-30 | 14118.2598 | 1 | 50.9393 | 1 | 4118.2598 | 245.0535 | 1 | 3447.1714 | 1 | 1 | 824.0275 | 49.033 | 2714.9617 | 161.5514 | 750 | 44.6281 | 149.9203 | IBU | 149.9203
4 | 1981 | 1981-07-31 | 16000 | 1 | 52.2455 | 1 | 4000 | 245.9504 | 1 | 2809.8137 | 1 | 1 | 902.3347 | 55.4824 | 2538.0757 | 156.0602 | 750 | 46.1157 | 151.887 | IBU | 151.887
4 | 1981 | 1981-08-31 | [19 empty] | 91031.4131 | 5597.3034 | 3055.6211 | 187.8828 | 3055.6211 | 187.8828
4 | 1981 | 1981-09-30 | [7 empty] | 2475.9668 | 1 | [10 empty] | 94645.4053 | 5631.7927 | 917.5333 | 54.597 | 917.5333 | 54.597
4 | 1981 | 1981-10-31 | [19 empty] | 96679.0896 | 5944.5655 | 1399.4996 | 86.0519 | 1399.4996 | 86.0519
4 | 1981 | 1981-11-30 | [19 empty] | 91684.0762 | 5455.5814 | 0 | 0 | 0 | 0
4 | 1981 | 1981-12-31 | [19 empty] | 0 | 0 | 0 | 0 | 0 | 0
1 | 1982 | 1982-04-30 | 24913.6875 | 1 | 46.6572 | 1 | 18913.6875 | 1125.4426 | 1 | 4094 | 1 | 0 | 47.4325 | 2.8224 | 305.7311 | 18.1923 | 750 | 44.6281 | 55.1354 | UWFE | 0
1 | 1982 | 1982-05-31 | 3472.7239 | 0 | 53.5708 | 1 | 0 | 0 | 0 | 4481.1909 | 1 | 0 | 674.9889 | 41.5034 | 2221.7024 | 136.6072 | 750 | 46.1157 | 135.171 | UWFE | 0
1 | 1982 | 1982-06-30 | 6372.1196 | 0 | 52.3769 | 1 | 0 | 0 | 0 | 4397.3564 | 1 | 0 | 1084.0577 | 64.5059 | 2094.6748 | 124.6418 | 750 | 44.6281 | 139.202 | UWFE | 0
1 | 1982 | 1982-07-31 | 10502.3789 | 0 | 52.6552 | 1 | 0 | 0 | 0 | 4071.5906 | 1 | 0 | 1375.245 | 84.5605 | 2616.6782 | 160.8933 | 750 | 46.1157 | 168.8426 | IBU | 0
1 | 1982 | 1982-08-31 | [19 empty] | 90771.0557 | 5581.2947 | 0 | 0 | 0 | 0
1 | 1982 | 1982-09-30 | [7 empty] | 3400 | 1 | [10 empty] | 90620.8398 | 5392.3144 | 0 | 0 | 0 | 0
1 | 1982 | 1982-10-31 | [19 empty] | 92108.1201 | 5663.5076 | 0 | 0 | 0 | 0
1 | 1982 | 1982-11-30 | [19 empty] | 93024.1963 | 5535.3241 | 0 | 0 | 0 | 0
1 | 1982 | 1982-12-31 | [19 empty] | 0 | 0 | 0 | 0 | 0 | 0
1 | 1983 | 1983-04-30 | 21283.2871 | 1 | 47.2461 | 1 | 15283.2871 | 909.4187 | 1 | 4074 | 1 | 0 | 21.9028 | 1.3033 | 283.1292 | 16.8474 | 750 | 44.6281 | 53.7034 | UWFE | 0
1 | 1983 | 1983-05-31 | 9426.209 | 1 | 51.257 | 1 | 3426.209 | 210.6694 | 1 | 4552 | 1 | 0 | 574.8585 | 35.3467 | 2133.0383 | 131.1554 | 750 | 46.1157 | 129.3667 | UWFE | 0
1 | 1983 | 1983-06-30 | 12851.6533 | 1 | 52.0776 | 1 | 2851.6533 | 169.6852 | 1 | 4500 | 1 | 0 | 1170.4651 | 69.6475 | 2257.9641 | 134.3582 | 750 | 44.6281 | 146.631 | UWFE | 0
1 | 1983 | 1983-07-31 | 13464.8525 | 1 | 52.8013 | 1 | 1464.8525 | 90.0703 | 1 | 4150 | 1 | 0 | 1382.7108 | 85.0196 | 2616.6782 | 160.8933 | 750 | 46.1157 | 169.0721 | UWFE | 0
1 | 1983 | 1983-08-31 | [19 empty] | 86628.7666 | 5326.5952 | 0 | 0 | 0 | 0
1 | 1983 | 1983-09-30 | [7 empty] | 3400 | 1 | [10 empty] | 87804.1035 | 5224.707 | 0 | 0 | 0 | 0
1 | 1983 | 1983-10-31 | [19 empty] | 90957.4502 | 5592.7556 | 322.6831 | 19.841 | 322.6831 | 19.841
1 | 1983 | 1983-11-30 | [19 empty] | 86177.2344 | 5127.9015 | 0 | 0 | 0 | 0
1 | 1983 | 1983-12-31 | [19 empty] | 0 | 0 | 0 | 0 | 0 | 0
1 | 1984 | 1984-04-30 | 3741.8496 | 0 | 49.9453 | 1 | 0 | 0 | 0 | 4552 | 1 | 0 | 325.6031 | 19.3747 | 551.3386 | 32.8069 | 750 | 44.6281 | 70.7189 | UWFE | 0
1 | 1984 | 1984-05-31 | 7339.0913 | 1 | 50.4137 | 1 | 1339.0913 | 82.3375 | 1 | 4539.2036 | 1 | 0 | 787.2463 | 48.4059 | 2330.5806 | 143.3018 | 750 | 46.1157 | 141.9696 | UWFE | 0
1 | 1984 | 1984-06-30 | 11324.585 | 1 | 50.5185 | 1 | 1324.585 | 78.8183 | 1 | 4156.2476 | 1 | 0 | 904.4803 | 53.8203 | 2326.5747 | 138.4408 | 750 | 44.6281 | 140.7587 | IBU | 0
1 | 1984 | 1984-07-31 | 16000 | 1 | 51.3119 | 1 | 4000 | 245.9504 | 1 | 3457.7817 | 1 | 0 | 1002.6513 | 61.6506 | 2616.6782 | 160.8933 | 750 | 46.1157 | 157.3877 | IBU | 0
1 | 1984 | 1984-08-31 | [19 empty] | 91391.3506 | 5619.4351 | 0 | 0 | 0 | 0
1 | 1984 | 1984-09-30 | [7 empty] | 2599.4578 | 1 | [10 empty] | 83999 | 4998.2876 | 489.4626 | 29.125 | 489.4626 | 29.125
1 | 1984 | 1984-10-31 | [19 empty] | 92538.0215 | 5689.9412 | 692.68 | 42.5912 | 692.68 | 42.5912
1 | 1984 | 1984-11-30 | [19 empty] | 96749 | 5756.9653 | 0 | 0 | 0 | 0
1 | 1984 | 1984-12-31 | [19 empty] | 0 | 0 | 0 | 0 | 0 | 0
3 | 1985 | 1985-04-30 | 3250 | 0 | 52.4613 | 1 | 0 | 0 | 0 | 3952.6741 | 1 | 0 | 325.0539 | 19.342 | 469.9717 | 27.9653 | 750 | 44.6281 | 68.2818 | UWFE | 0
3 | 1985 | 1985-05-31 | 8077.9692 | 1 | 50.8616 | 1 | 2077.9692 | 127.7693 | 1 | 3694.7708 | 1 | 0 | 497.9439 | 30.6174 | 2340.425 | 143.9071 | 750 | 46.1157 | 133.378 | IBU | 0
3 | 1985 | 1985-06-30 | 12637.8848 | 1 | 51.7141 | 1 | 2637.8848 | 156.965 | 1 | 3196.5283 | 1 | 0 | 737.8312 | 43.904 | 2708.1184 | 161.1442 | 750 | 44.6281 | 147.1522 | IBU | 0
3 | 1985 | 1985-07-31 | 15330.4727 | 1 | 53.3275 | 1 | 3330.4727 | 204.7828 | 1 | 2582.7463 | 1 | 0 | 805.3907 | 49.5215 | 2442.8723 | 150.2064 | 750 | 46.1157 | 145.9797 | IBU | 0
3 | 1985 | 1985-08-31 | [19 empty] | 88180.1074 | 5421.9835 | 2388.4832 | 146.8621 | 2388.4832 | 146.8621
3 | 1985 | 1985-09-30 | [7 empty] | 2217.7996 | 1 | [10 empty] | 94424.6074 | 5618.6543 | 202.4304 | 12.0454 | 202.4304 | 12.0454
3 | 1985 | 1985-10-31 | [19 empty] | 95205.248 | 5853.9425 | 1064.7911 | 65.4715 | 1064.7911 | 65.4715
3 | 1985 | 1985-11-30 | [19 empty] | 96373.3804 | 5734.6144 | 110.7291 | 6.5888 | 110.7291 | 3.2944
3 | 1985 | 1985-12-31 | [19 empty] | 0 | 0 | 364.4573 | 22.4096 | 0 | 0
1 | 1986 | 1986-04-30 | 3250 | 0 | 51.8915 | 1 | 0 | 0 | 0 | 4012.636 | 1 | 0 | 174.0912 | 10.3591 | 419.7452 | 24.9766 | 750 | 44.6281 | 62.296 | UWFE | 0
1 | 1986 | 1986-05-31 | 6404.0444 | 1 | 50.9227 | 1 | 404.0444 | 24.8437 | 1 | 4026.9753 | 1 | 0 | 294.5406 | 18.1106 | 2245.0334 | 138.0417 | 750 | 46.1157 | 124.1919 | UWFE | 0
1 | 1986 | 1986-06-30 | 8645.5615 | 0 | 51.6377 | 1 | 0 | 0 | 0 | 3745.9563 | 1 | 0 | 616.0547 | 36.6578 | 2278.9434 | 135.6065 | 750 | 44.6281 | 130.7603 | IBU | 0
1 | 1986 | 1986-07-31 | 12633.6152 | 1 | 51.9148 | 1 | 633.6152 | 38.9595 | 1 | 3301.9048 | 1 | 0 | 673.4473 | 41.4087 | 2521.4749 | 155.0394 | 750 | 46.1157 | 144.3398 | IBU | 0
1 | 1986 | 1986-08-31 | [19 empty] | 90769.2432 | 5581.1832 | 387.9798 | 23.8559 | 387.9798 | 23.8559
1 | 1986 | 1986-09-30 | [7 empty] | 2914.5776 | 1 | [10 empty] | 92355.8418 | 5495.5542 | 343.3861 | 20.4329 | 343.3861 | 20.4329
1 | 1986 | 1986-10-31 | [19 empty] | 93664.2393 | 5759.1896 | 539.6719 | 33.1831 | 539.6719 | 33.1831
1 | 1986 | 1986-11-30 | [19 empty] | 89193.9258 | 5307.4072 | 3081.6455 | 183.3706 | 3081.6455 | 91.6853
1 | 1986 | 1986-12-31 | [19 empty] | 0 | 0 | 442.6956 | 27.2203 | 0 | 0
4 | 1987 | 1987-04-30 | 5294.4443 | 0 | 50.9148 | 1 | 0 | 0 | 0 | 3623.0359 | 1 | 1 | 182.1718 | 10.84 | 465.9536 | 27.7262 | 750 | 44.6281 | 63.9112 | UWFE | 0
4 | 1987 | 1987-05-31 | 9427.3008 | 1 | 50.7383 | 1 | 3427.3008 | 210.7365 | 1 | 3278.9668 | 1 | 1 | 250.5046 | 15.4029 | 2345.6096 | 144.2259 | 750 | 46.1157 | 125.9301 | IBU | 125.9301
4 | 1987 | 1987-06-30 | 12915.8086 | 1 | 52.0645 | 1 | 2915.8086 | 173.5027 | 1 | 2849.2141 | 1 | 1 | 294.7149 | 17.5368 | 2714.9617 | 161.5514 | 750 | 44.6281 | 134.1722 | IBU | 134.1722
4 | 1987 | 1987-07-31 | 12279.7852 | 1 | 53.7051 | 0 | 0 | 0 | 0 | 2473.1882 | 1 | 1 | 320.8253 | 19.7268 | 2538.0757 | 156.0602 | 750 | 46.1157 | 134.0092 | IBU | 0
4 | 1987 | 1987-08-31 | [19 empty] | 92401.083 | 5681.5211 | 2881.9165 | 177.2021 | 2881.9165 | 177.2021
4 | 1987 | 1987-09-30 | [7 empty] | 2192.6758 | 1 | [10 empty] | 94661.5464 | 5632.7532 | 1887.9551 | 112.3411 | 1887.9551 | 112.3411
4 | 1987 | 1987-10-31 | [19 empty] | 93485.2969 | 5748.1868 | 1710.2971 | 105.1621 | 1710.2971 | 105.1621
4 | 1987 | 1987-11-30 | [19 empty] | 95803.0923 | 5700.6799 | 1824.7839 | 108.5822 | 1824.7839 | 54.2911
4 | 1987 | 1987-12-31 | [19 empty] | 0 | 0 | 906.1927 | 55.7196 | 0 | 0
5 | 1988 | 1988-04-30 | 3250 | 0 | 51.3766 | 1 | 0 | 0 | 0 | 3432.6455 | 1 | 1 | 119.563 | 7.1145 | 472.9853 | 28.1446 | 750 | 44.6281 | 62.2576 | UWFE | 0
5 | 1988 | 1988-05-31 | 6883.4614 | 1 | 51.0081 | 1 | 883.4614 | 54.3219 | 1 | 3330.7104 | 1 | 1 | 152.7916 | 9.3948 | 2086.3762 | 128.2863 | 750 | 46.1157 | 114.9562 | IBU | 54.3219
5 | 1988 | 1988-06-30 | 10946.3818 | 1 | 51.773 | 1 | 946.3818 | 56.3136 | 1 | 2960.9358 | 1 | 1 | 203.7999 | 12.1269 | 2416.343 | 143.7824 | 750 | 44.6281 | 122.5828 | IBU | 56.3136
5 | 1988 | 1988-07-31 | 11770.709 | 0 | 53.8941 | 0 | 0 | 0 | 0 | 2490.6526 | 1 | 1 | 242.1409 | 14.8887 | 2326.6448 | 143.0598 | 750 | 46.1157 | 125.0899 | IBU | 0
5 | 1988 | 1988-08-31 | [19 empty] | 92407.833 | 5681.9362 | 2363.9363 | 145.3528 | 2363.9363 | 145.3528
5 | 1988 | 1988-09-30 | [7 empty] | 2110.751 | 1 | [10 empty] | 94115.9512 | 5600.288 | 1955.6698 | 116.3704 | 1955.6698 | 116.3704
5 | 1988 | 1988-10-31 | [19 empty] | 94431.3872 | 5806.3597 | 1615.8914 | 99.3573 | 1615.8914 | 99.3573
5 | 1988 | 1988-11-30 | [19 empty] | 96749 | 5756.9653 | 1854.9026 | 110.3744 | 1854.9026 | 55.1872
5 | 1988 | 1988-12-31 | [19 empty] | 0 | 0 | 1030.4749 | 63.3614 | 0 | 0
4 | 1989 | 1989-04-30 | 3250 | 0 | 52.7766 | 1 | 0 | 0 | 0 | 4257.5254 | 1 | 1 | 278.5623 | 16.5756 | 448.3743 | 26.6801 | 750 | 44.6281 | 66.256 | UWFE | 0
4 | 1989 | 1989-05-31 | 10011.1777 | 1 | 50.9184 | 1 | 4011.1777 | 246.6377 | 1 | 3934.4817 | 1 | 1 | 317.6539 | 19.5318 | 2368.9407 | 145.6605 | 750 | 46.1157 | 128.7118 | IBU | 128.7118
4 | 1989 | 1989-06-30 | 11206.9258 | 1 | 51.8006 | 1 | 1206.9258 | 71.8171 | 1 | 3457.8765 | 1 | 1 | 517.0754 | 30.7681 | 2621.4338 | 155.9861 | 750 | 44.6281 | 138.0052 | IBU | 71.8171
4 | 1989 | 1989-07-31 | 12592.1465 | 1 | 53.2197 | 1 | 592.1465 | 36.4097 | 1 | 2918.8396 | 1 | 1 | 602.9781 | 37.0757 | 2442.8723 | 150.2064 | 750 | 46.1157 | 139.7567 | IBU | 36.4097
4 | 1989 | 1989-08-31 | [19 empty] | 91856.2432 | 5648.0202 | 2140.8633 | 131.6366 | 2140.8633 | 131.6366
4 | 1989 | 1989-09-30 | [7 empty] | 2659.4971 | 1 | [10 empty] | 96571.3196 | 5746.3926 | 447.0371 | 26.6006 | 447.0371 | 26.6006
4 | 1989 | 1989-10-31 | [19 empty] | 95860.293 | 5894.2197 | 977.8716 | 60.127 | 977.8716 | 60.127
4 | 1989 | 1989-11-30 | [19 empty] | 94450.8906 | 5620.2183 | 1557.0393 | 92.6503 | 1557.0393 | 46.3251
4 | 1989 | 1989-12-31 | [19 empty] | 0 | 0 | 2009.13 | 123.5366 | 0 | 0
5 | 1990 | 1990-04-30 | 3250 | 0 | 52.8373 | 1 | 0 | 0 | 0 | 3255.9824 | 1 | 1 | 164.3075 | 9.777 | 546.316 | 32.5081 | 0 | 0 | 21.1425 | UWFE | 0
5 | 1990 | 1990-05-31 | 5630.4985 | 0 | 52.4599 | 1 | 0 | 0 | 0 | 3362.0688 | 1 | 1 | 102.2972 | 6.29 | 1666.9429 | 102.4963 | 750 | 46.1157 | 100.5089 | UWFE | 0
5 | 1990 | 1990-06-30 | 8063.2637 | 0 | 53.1812 | 1 | 0 | 0 | 0 | 3180.5684 | 1 | 1 | 206.6524 | 12.2967 | 2506.8408 | 149.1674 | 750 | 44.6281 | 125.3601 | IBU | 0
5 | 1990 | 1990-07-31 | 12447.2793 | 1 | 53.9441 | 0 | 0 | 0 | 0 | 2634.7742 | 1 | 1 | 227.4379 | 13.9846 | 2326.6448 | 143.0598 | 750 | 46.1157 | 124.6379 | IBU | 0
5 | 1990 | 1990-08-31 | [19 empty] | 91987.8555 | 5656.1128 | 3233.8103 | 198.8392 | 3233.8103 | 198.8392
5 | 1990 | 1990-09-30 | [7 empty] | 2239.5178 | 1 | [10 empty] | 94345.3169 | 5613.9362 | 1878.5137 | 111.7793 | 1878.5137 | 111.7793
5 | 1990 | 1990-10-31 | [19 empty] | 94935.1699 | 5837.3361 | 1555.899 | 95.6685 | 1555.899 | 95.6685
5 | 1990 | 1990-11-30 | [19 empty] | 95913.3875 | 5707.2429 | 1488.0623 | 88.5459 | 1488.0623 | 44.2729
5 | 1990 | 1990-12-31 | [19 empty] | 0 | 0 | 3086.0771 | 189.7555 | 0 | 0
5 | 1991 | 1991-04-30 | 3250 | 0 | 52.1748 | 1 | 0 | 0 | 0 | 2608.7437 | 1 | 1 | 99.7862 | 5.9377 | 390.4396 | 23.2328 | 750 | 44.6281 | 59.2133 | UWFE | 0
5 | 1991 | 1991-05-31 | 6746.2656 | 1 | 52.182 | 1 | 746.2656 | 45.8861 | 1 | 2510.0542 | 1 | 1 | 265.2039 | 16.3068 | 2166.2708 | 133.1988 | 750 | 46.1157 | 120.8685 | UWFE | 0
5 | 1991 | 1991-06-30 | 7646.2861 | 0 | 53.8923 | 1 | 0 | 0 | 0 | 2234.7048 | 1 | 1 | 362.696 | 21.5819 | 2380.9109 | 141.674 | 750 | 44.6281 | 126.2561 | IBU | 0
5 | 1991 | 1991-07-31 | 8667.6562 | 0 | 56.067 | 0 | 0 | 0 | 0 | 1917.2408 | 1 | 1 | 424.0917 | 26.0764 | 2281.4834 | 140.2829 | 750 | 46.1157 | 129.2954 | IBU | 0
5 | 1991 | 1991-08-31 | [19 empty] | 93270.8496 | 5735.001 | 3158.2446 | 194.1929 | 3158.2446 | 194.1929
5 | 1991 | 1991-09-30 | [7 empty] | 1656.5145 | 1 | [10 empty] | 95645.73 | 5691.3162 | 2165.957 | 128.8834 | 2165.957 | 128.8834
5 | 1991 | 1991-10-31 | [19 empty] | 94862.1748 | 5832.8478 | 1365.7272 | 83.9753 | 1365.7272 | 83.9753
5 | 1991 | 1991-11-30 | [19 empty] | 94541.9985 | 5625.6396 | 1633.0859 | 97.1754 | 1633.0859 | 48.5877
5 | 1991 | 1991-12-31 | [19 empty] | 0 | 0 | 3048.8569 | 187.4669 | 0 | 0
5 | 1992 | 1992-04-30 | 3250 | 0 | 52.493 | 1 | 0 | 0 | 0 | 2746.1487 | 1 | 1 | 32.6924 | 1.9453 | 421.252 | 25.0662 | 750 | 44.6281 | 58.1339 | UWFE | 0
5 | 1992 | 1992-05-31 | 8644.7744 | 1 | 52.1234 | 1 | 2644.7744 | 162.6208 | 1 | 2460.4895 | 1 | 1 | 10.8133 | 0.66489 | 2317.094 | 142.4726 | 750 | 46.1157 | 117.6844 | IBU | 117.6844
5 | 1992 | 1992-06-30 | 10366.1689 | 1 | 53.589 | 1 | 366.1689 | 21.7886 | 1 | 2027.7532 | 1 | 1 | 98.2616 | 5.847 | 2327.95 | 138.5226 | 750 | 44.6281 | 116.8129 | IBU | 21.7886
5 | 1992 | 1992-07-31 | 9934.8115 | 0 | 55.7412 | 0 | 0 | 0 | 0 | 1648.2286 | 1 | 1 | 123.6506 | 7.603 | 2316.5049 | 142.4363 | 750 | 46.1157 | 121.1354 | IBU | 0
5 | 1992 | 1992-08-31 | [19 empty] | 92619.1118 | 5694.9272 | 2159.7166 | 132.7958 | 2159.7166 | 132.7958
5 | 1992 | 1992-09-30 | [7 empty] | 1352.7612 | 1 | [10 empty] | 95768.3413 | 5698.612 | 1930.2186 | 114.856 | 1930.2186 | 114.856
5 | 1992 | 1992-10-31 | [19 empty] | 94532.1675 | 5812.5564 | 1311.413 | 80.6356 | 1311.413 | 80.6356
5 | 1992 | 1992-11-30 | [19 empty] | 95167.8184 | 5662.8784 | 1543.502 | 91.8447 | 1543.502 | 45.9224
5 | 1992 | 1992-12-31 | [19 empty] | 0 | 0 | 1778.0541 | 109.3283 | 0 | 0
2 | 1993 | 1993-04-30 | 4509.7061 | 0 | 48.9067 | 1 | 0 | 0 | 0 | 4552 | 1 | 0 | 455.0761 | 27.0789 | 445.3607 | 26.5008 | 750 | 44.6281 | 71.418 | UWFE | 0
2 | 1993 | 1993-05-31 | 9188.9971 | 1 | 49.4169 | 1 | 3188.9971 | 196.0838 | 1 | 4552 | 1 | 0 | 533.4691 | 32.8017 | 1840.1045 | 113.1436 | 750 | 46.1157 | 119.0884 | UWFE | 0
2 | 1993 | 1993-06-30 | 8366.6104 | 0 | 51.3336 | 1 | 0 | 0 | 0 | 4500 | 1 | 0 | 1014.9424 | 60.3933 | 2171.2505 | 129.1984 | 750 | 44.6281 | 139.4239 | UWFE | 0
2 | 1993 | 1993-07-31 | 14804.3574 | 1 | 51.5176 | 1 | 2804.3574 | 172.4332 | 1 | 3787.8994 | 1 | 0 | 1376.938 | 84.6646 | 2562.8928 | 157.5861 | 750 | 46.1157 | 167.2411 | IBU | 0
2 | 1993 | 1993-08-31 | [19 empty] | 90622.6367 | 5572.1687 | 168.4309 | 10.3564 | 168.4309 | 10.3564
2 | 1993 | 1993-09-30 | [7 empty] | 3136.0269 | 1 | [10 empty] | 89617.8047 | 5332.6297 | 0 | 0 | 0 | 0
2 | 1993 | 1993-10-31 | [19 empty] | 94269.5176 | 5796.4067 | 766.8776 | 47.1535 | 766.8776 | 47.1535
2 | 1993 | 1993-11-30 | [19 empty] | 89853.9893 | 5346.6837 | 1359.8875 | 80.9189 | 1359.8875 | 40.4595
2 | 1993 | 1993-12-31 | [19 empty] | 0 | 0 | 188.4672 | 11.5884 | 0 | 0
5 | 1994 | 1994-04-30 | 3250 | 0 | 52.7826 | 1 | 0 | 0 | 0 | 3428.3069 | 1 | 1 | 498.4775 | 29.6615 | 517.5126 | 30.7941 | 84.6377 | 5.0363 | 35.2641 | UWFE | 0
5 | 1994 | 1994-05-31 | 5763.4956 | 0 | 52.982 | 1 | 0 | 0 | 0 | 3315.4983 | 1 | 1 | 494.2436 | 30.3899 | 1839.6367 | 113.1149 | 750 | 46.1157 | 117.8681 | UWFE | 0
5 | 1994 | 1994-06-30 | 10365.8281 | 1 | 52.7767 | 1 | 365.8281 | 21.7683 | 1 | 2912.751 | 1 | 1 | 825.048 | 49.0938 | 2477.7227 | 147.4347 | 750 | 44.6281 | 142.8924 | IBU | 21.7683
5 | 1994 | 1994-07-31 | 14755.168 | 1 | 54.302 | 0 | 0 | 0 | 0 | 2260.9143 | 1 | 1 | 905.8442 | 55.6982 | 2281.4834 | 140.2829 | 750 | 46.1157 | 144.1063 | IBU | 0
5 | 1994 | 1994-08-31 | [19 empty] | 91434.9502 | 5622.1159 | 3456.2131 | 212.5143 | 3456.2131 | 212.5143
5 | 1994 | 1994-09-30 | [7 empty] | 1881.7787 | 1 | [10 empty] | 95592.1025 | 5688.1251 | 676.5198 | 40.2557 | 676.5198 | 40.2557
5 | 1994 | 1994-10-31 | [19 empty] | 95461.5039 | 5869.6991 | 1343.8326 | 82.629 | 1343.8326 | 82.629
5 | 1994 | 1994-11-30 | [19 empty] | 96749 | 5756.9653 | 1050.6527 | 62.5182 | 1050.6527 | 31.2591
5 | 1994 | 1994-12-31 | [19 empty] | 0 | 0 | 2007.3435 | 123.4267 | 0 | 0
1 | 1995 | 1995-04-30 | 7633.5703 | 1 | 49.0969 | 1 | 1633.5703 | 97.2042 | 1 | 4216.7998 | 1 | 0 | 350.993 | 20.8855 | 420.7498 | 25.0364 | 750 | 44.6281 | 67.589 | UWFE | 0
1 | 1995 | 1995-05-31 | 10509.7539 | 1 | 50.2522 | 1 | 4509.7539 | 277.294 | 1 | 4552 | 1 | 0 | 475.4329 | 29.2332 | 1824.5505 | 112.1872 | 750 | 46.1157 | 116.8259 | UWFE | 0
1 | 1995 | 1995-06-30 | 8446.6553 | 0 | 52.6933 | 1 | 0 | 0 | 0 | 4500 | 1 | 0 | 1088.7784 | 64.7868 | 2195.2346 | 130.6255 | 750 | 44.6281 | 142.3343 | UWFE | 0
1 | 1995 | 1995-07-31 | 9700.04 | 0 | 53.9958 | 0 | 0 | 0 | 0 | 4150 | 1 | 0 | 1360.5388 | 83.6563 | 2616.6782 | 160.8933 | 750 | 46.1157 | 168.3905 | UWFE | 0
1 | 1995 | 1995-08-31 | [19 empty] | 87744.4053 | 5395.1932 | 0 | 0 | 0 | 0
1 | 1995 | 1995-09-30 | [7 empty] | 3358.3606 | 1 | [10 empty] | 88333.3604 | 5256.2 | 0 | 0 | 0 | 0
1 | 1995 | 1995-10-31 | [19 empty] | 92444.8486 | 5684.2122 | 122.3081 | 7.5204 | 122.3081 | 7.5204
1 | 1995 | 1995-11-30 | [19 empty] | 88843.8232 | 5286.5746 | 1767.1361 | 105.1519 | 1767.1361 | 52.576
1 | 1995 | 1995-12-31 | [19 empty] | 0 | 0 | 0 | 0 | 0 | 0
1 | 1996 | 1996-04-30 | 3250 | 0 | 52.7298 | 1 | 0 | 0 | 0 | 4477.1421 | 1 | 0 | 334.4975 | 19.904 | 392.1207 | 23.3328 | 750 | 44.6281 | 66.2465 | UWFE | 0
1 | 1996 | 1996-05-31 | 10559.1572 | 1 | 51.3896 | 1 | 4559.1572 | 280.3317 | 1 | 4552 | 1 | 0 | 391.3481 | 24.0631 | 1692.3414 | 104.058 | 750 | 46.1157 | 110.1762 | UWFE | 0
1 | 1996 | 1996-06-30 | 7585.7358 | 0 | 53.9003 | 1 | 0 | 0 | 0 | 4421.0039 | 1 | 0 | 1206.4504 | 71.7888 | 2328.5349 | 138.5574 | 750 | 44.6281 | 149.8012 | UWFE | 0
1 | 1996 | 1996-07-31 | 15098.1074 | 1 | 53.1027 | 1 | 3098.1074 | 190.4952 | 1 | 3708.6375 | 1 | 0 | 1377.7275 | 84.7132 | 2521.4749 | 155.0394 | 750 | 46.1157 | 165.992 | IBU | 0
1 | 1996 | 1996-08-31 | [19 empty] | 90642.0195 | 5573.3605 | 0 | 0 | 0 | 0
1 | 1996 | 1996-09-30 | [7 empty] | 3012.9866 | 1 | [10 empty] | 87735.2871 | 5220.6121 | 0 | 0 | 0 | 0
1 | 1996 | 1996-10-31 | [19 empty] | 90257.6123 | 5549.7243 | 729.4923 | 44.8547 | 729.4923 | 44.8547
1 | 1996 | 1996-11-30 | [19 empty] | 89483.75 | 5324.6529 | 1822.4231 | 108.4417 | 1822.4231 | 54.2209
1 | 1996 | 1996-12-31 | [19 empty] | 0 | 0 | 0 | 0 | 0 | 0
1 | 1997 | 1997-04-30 | 3250 | 0 | 50.8003 | 1 | 0 | 0 | 0 | 4284.2432 | 1 | 0 | 312.3136 | 18.584 | 564.3975 | 33.584 | 750 | 44.6281 | 70.7121 | UWFE | 0
1 | 1997 | 1997-05-31 | 8600.0205 | 1 | 50.1142 | 1 | 2600.0205 | 159.869 | 1 | 4051.2034 | 1 | 0 | 869.6248 | 53.4711 | 2219.1101 | 136.4478 | 750 | 46.1157 | 141.0752 | UWFE | 0
1 | 1997 | 1997-06-30 | 8785.292 | 0 | 50.8682 | 1 | 0 | 0 | 0 | 3776.1697 | 1 | 0 | 771.6758 | 45.9179 | 2299.1306 | 136.8078 | 750 | 44.6281 | 135.9909 | IBU | 0
1 | 1997 | 1997-07-31 | 15565.1084 | 1 | 51.0289 | 1 | 3565.1084 | 219.21 | 1 | 3132.1919 | 1 | 0 | 889.0089 | 54.663 | 2607.4685 | 160.327 | 750 | 46.1157 | 153.6107 | IBU | 0
1 | 1997 | 1997-08-31 | [19 empty] | 91754.5811 | 5641.7693 | 0 | 0 | 0 | 0
1 | 1997 | 1997-09-30 | [7 empty] | 2308.707 | 1 | [10 empty] | 84248.9375 | 5013.1599 | 0 | 0 | 0 | 0
1 | 1997 | 1997-10-31 | [19 empty] | 89158.6006 | 5482.1487 | 1005.2963 | 61.8133 | 1005.2963 | 61.8133
1 | 1997 | 1997-11-30 | [19 empty] | 89428.9971 | 5321.3949 | 1155.1072 | 68.7337 | 1155.1072 | 34.3668
1 | 1997 | 1997-12-31 | [19 empty] | 0 | 0 | 0 | 0 | 0 | 0
1 | 1998 | 1998-04-30 | 3250 | 0 | 51.3116 | 1 | 0 | 0 | 0 | 4367.8267 | 1 | 0 | 36.427 | 2.1676 | 359.4735 | 21.3902 | 750 | 44.6281 | 56.407 | UWFE | 0
1 | 1998 | 1998-05-31 | 14100.6455 | 1 | 48.4348 | 1 | 8100.6455 | 498.0893 | 1 | 4552 | 1 | 0 | 95.1975 | 5.8535 | 1202.3903 | 73.9321 | 750 | 46.1157 | 86.0085 | UWFE | 0
1 | 1998 | 1998-06-30 | 16775.6562 | 1 | 50.811 | 1 | 6775.6562 | 403.1795 | 1 | 4500 | 1 | 0 | 1109.7554 | 66.035 | 2242.2817 | 133.425 | 750 | 44.6281 | 144.3581 | UWFE | 0
1 | 1998 | 1998-07-31 | 14362.4873 | 1 | 53.3619 | 1 | 2362.4873 | 145.2637 | 1 | 4150 | 1 | 0 | 1396.9746 | 85.8966 | 2616.6782 | 160.8933 | 750 | 46.1157 | 169.5106 | UWFE | 0
1 | 1998 | 1998-08-31 | [19 empty] | 86468.9062 | 5316.7658 | 0 | 0 | 0 | 0
1 | 1998 | 1998-09-30 | [7 empty] | 3400 | 1 | [10 empty] | 88005.7227 | 5236.7042 | 0 | 0 | 0 | 0
1 | 1998 | 1998-10-31 | [19 empty] | 90740.1367 | 5579.3935 | 53.2493 | 3.2742 | 53.2493 | 3.2742
1 | 1998 | 1998-11-30 | [19 empty] | 88483.4297 | 5265.1297 | 0 | 0 | 0 | 0
1 | 1998 | 1998-12-31 | [19 empty] | 0 | 0 | 0 | 0 | 0 | 0
1 | 1999 | 1999-04-30 | 3438.0725 | 0 | 51.1898 | 1 | 0 | 0 | 0 | 4552.1001 | 1 | 0 | 141.0689 | 8.3942 | 412.2113 | 24.5283 | 750 | 44.6281 | 61.0893 | UWFE | 0
1 | 1999 | 1999-05-31 | 8437.208 | 1 | 50.6934 | 1 | 2437.208 | 149.8581 | 1 | 4552 | 1 | 0 | 838.4514 | 51.5544 | 2288.5784 | 140.7192 | 750 | 46.1157 | 142.2525 | UWFE | 0
1 | 1999 | 1999-06-30 | 8144.7666 | 0 | 51.8515 | 1 | 0 | 0 | 0 | 4382.9727 | 1 | 0 | 1060.0844 | 63.0794 | 2226.5994 | 132.4919 | 750 | 44.6281 | 142.4137 | UWFE | 0
1 | 1999 | 1999-07-31 | 16000 | 1 | 51.2936 | 1 | 4000 | 245.9504 | 1 | 3724.7222 | 1 | 0 | 1277.9015 | 78.5751 | 2616.6782 | 160.8933 | 750 | 46.1157 | 165.8499 | IBU | 0
1 | 1999 | 1999-08-31 | [19 empty] | 90285.5068 | 5551.4394 | 0 | 0 | 0 | 0
1 | 1999 | 1999-09-30 | [7 empty] | 2879.5078 | 1 | [10 empty] | 85063.751 | 5061.6447 | 0 | 0 | 0 | 0
1 | 1999 | 1999-10-31 | [19 empty] | 88700.0186 | 5453.9516 | 1020.4208 | 62.7432 | 1020.4208 | 62.7432
1 | 1999 | 1999-11-30 | [19 empty] | 86044.9727 | 5120.0314 | 1214.3295 | 72.2576 | 1214.3295 | 36.1288
1 | 1999 | 1999-12-31 | [19 empty] | 0 | 0 | 0 | 0 | 0 | 0
2 | 2000 | 2000-04-30 | 3250 | 0 | 53.5498 | 1 | 0 | 0 | 0 | 4550.5093 | 1 | 0 | 37.465 | 2.2293 | 403.1705 | 23.9903 | 750 | 44.6281 | 57.7379 | UWFE | 0
2 | 2000 | 2000-05-31 | 7298.4775 | 1 | 51.9819 | 1 | 1298.4775 | 79.8403 | 1 | 4552 | 1 | 0 | 651.5164 | 40.0602 | 1855.6586 | 114.1 | 750 | 46.1157 | 123.1958 | UWFE | 0
2 | 2000 | 2000-06-30 | 12915.8477 | 1 | 51.9336 | 1 | 2915.8477 | 173.505 | 1 | 4064.6836 | 1 | 0 | 1133.9868 | 67.4769 | 2300.9248 | 136.9145 | 750 | 44.6281 | 146.8238 | IBU | 0
2 | 2000 | 2000-07-31 | 16243.5498 | 1 | 51.9685 | 1 | 4243.5498 | 260.9257 | 1 | 3391.2625 | 1 | 0 | 1372.8363 | 84.4124 | 2562.8928 | 157.5861 | 750 | 46.1157 | 167.115 | IBU | 0
2 | 2000 | 2000-08-31 | [19 empty] | 89268.6641 | 5488.9162 | 0 | 0 | 0 | 0
2 | 2000 | 2000-09-30 | [7 empty] | 2897.0579 | 1 | [10 empty] | 89757.7656 | 5340.958 | 0 | 0 | 0 | 0
2 | 2000 | 2000-10-31 | [19 empty] | 91791.709 | 5644.0522 | 877.7862 | 53.973 | 877.7862 | 53.973
2 | 2000 | 2000-11-30 | [19 empty] | 88170.917 | 5246.5339 | 1047.9904 | 62.3598 | 1047.9904 | 31.1799
2 | 2000 | 2000-12-31 | [19 empty] | 0 | 0 | 1045.7059 | 64.298 | 0 | 0
4 | 2001 | 2001-04-30 | 3250 | 0 | 51.856 | 1 | 0 | 0 | 0 | 3754.8384 | 1 | 1 | 153.8719 | 9.156 | 425.2702 | 25.3053 | 750 | 44.6281 | 61.8588 | UWFE | 0
4 | 2001 | 2001-05-31 | 9349.0918 | 1 | 51.6698 | 1 | 3349.0918 | 205.9276 | 1 | 3513.1182 | 1 | 1 | 131.5108 | 8.0863 | 2330.0557 | 143.2695 | 750 | 46.1157 | 121.7936 | IBU | 121.7936
4 | 2001 | 2001-06-30 | 13580.4258 | 1 | 52.1295 | 1 | 3580.4258 | 213.0501 | 1 | 3084.426 | 1 | 1 | 341.7346 | 20.3346 | 2635.1208 | 156.8006 | 750 | 44.6281 | 133.1957 | IBU | 133.1957
4 | 2001 | 2001-07-31 | 11758.25 | 0 | 54.3565 | 0 | 0 | 0 | 0 | 2758.9373 | 1 | 1 | 395.1577 | 24.2973 | 2538.0757 | 156.0602 | 750 | 46.1157 | 136.2944 | IBU | 0
4 | 2001 | 2001-08-31 | [19 empty] | 92242.5518 | 5671.7734 | 2668.2903 | 164.0668 | 2668.2903 | 164.0668
4 | 2001 | 2001-09-30 | [7 empty] | 2536.1399 | 1 | [10 empty] | 94657.2197 | 5632.4957 | 1212.2628 | 72.1346 | 1212.2628 | 72.1346
4 | 2001 | 2001-10-31 | [19 empty] | 91063.4443 | 5599.2729 | 1937.2272 | 119.1155 | 1937.2272 | 119.1155
4 | 2001 | 2001-11-30 | [19 empty] | 96749 | 5756.9653 | 1367.0464 | 81.3449 | 1367.0464 | 40.6725
4 | 2001 | 2001-12-31 | [19 empty] | 0 | 0 | 0 | 0 | 0 | 0
4 | 2002 | 2002-04-30 | 3790.3257 | 0 | 51.3936 | 1 | 0 | 0 | 0 | 4552.1001 | 1 | 1 | 592.5997 | 35.2621 | 570.9269 | 33.9725 | 750 | 44.6281 | 79.2454 | UWFE | 0
4 | 2002 | 2002-05-31 | 8129.605 | 1 | 50.4231 | 1 | 2129.605 | 130.9443 | 1 | 4345.9795 | 1 | 1 | 512.009 | 31.4822 | 2032.462 | 124.9712 | 750 | 46.1157 | 124.3424 | UWFE | 0
4 | 2002 | 2002-06-30 | 11090.0508 | 1 | 51.0783 | 1 | 1090.0508 | 64.8625 | 1 | 3872.0471 | 1 | 1 | 765.8829 | 45.5732 | 2710.3994 | 161.28 | 750 | 44.6281 | 148.0547 | IBU | 64.8625
4 | 2002 | 2002-07-31 | 14797.6426 | 1 | 51.4997 | 1 | 2797.6426 | 172.0203 | 1 | 3213.6313 | 1 | 1 | 838.2012 | 51.539 | 2538.0757 | 156.0602 | 750 | 46.1157 | 149.9153 | IBU | 149.9153
4 | 2002 | 2002-08-31 | [19 empty] | 92011.7979 | 5657.5849 | 1265.3412 | 77.8028 | 1265.3412 | 77.8028
4 | 2002 | 2002-09-30 | [7 empty] | 2964.5288 | 1 | [10 empty] | 95016.0933 | 5653.8502 | 1150.0072 | 68.4302 | 1150.0072 | 68.4302
4 | 2002 | 2002-10-31 | [19 empty] | 92889.2217 | 5711.5356 | 1966.7502 | 120.9308 | 1966.7502 | 120.9308
4 | 2002 | 2002-11-30 | [19 empty] | 93899.333 | 5587.3983 | 797.5587 | 47.458 | 797.5587 | 23.729
4 | 2002 | 2002-12-31 | [19 empty] | 0 | 0 | 0 | 0 | 0 | 0
OFF
ON

## Calc-Upper2+
Controls | Keswick |  |  | Clear Creek Temp |  |  | Shasta Storage |  |  | WYT Control |  |  |  | Release Schedule |  |  | Delevan Release |  |  | Flow Below Red Bluff |  |  | Flow Below Hamilton City |  |  | UWFE Restriction
| April | 6000 | Minimum rule for exchange | April | 99999 | No rule | April | 99999 | No rule | W | 1 | 0 |  | Aug | 1 |  | April | 1500 |  | April | 3250 |  | April | 4000 |  | 2
| May | 6000 | Minimum rule for exchange | May | 56 | Max for pre-critical | May | 99999 | No rule | AN | 2 | 0 |  | Sep | 1 |  | May | 1500 |  | May | 3250 |  | May | 4000
| Jun | 10000 | Minimum rule for exchange | Jun | 56 | Max for pre-critical | Jun | 99999 | No rule | BN | 3 | 0 |  | Oct | 1 |  | Jun | 1500 |  | Jun | 3250 |  | Jun | 4000
| Jul | 12000 | Minimum rule for exchange | Jul | 53.5 | Max critical season (Jul 1) | Jul | 99999 | No rule | D | 4 | 1 |  | Nov | 0.5 |  | Jul | 1500 |  | Jul | 3250 |  | Jul | 4000
| Aug | 99999 | Max release |  |  |  | Sep - low | 0 | No rule | C | 5 | 1 |  | Dec | 0
| Sep | 99999 | Max release |  |  |  | Sep - high | 99999
| Oct | 99999 | Max release
| Nov | 99999 | Max release
| Dec | 0 | No release | [26 empty] | Apr - Jul | Apr - Jul | Apr - Jul | Aug-Dec | Aug-Dec | Aug-Dec | Apr-Dec
|  |  | Keswick Flow |  | Clear Creek Temp |  | Upstream |  |  | Shasta Storage |  | WYT Control | TC Diversion |  | GC Diversion |  | Delevan Release Available |  | Sac River Exchangeable | COA Condition | Exchangeable Water | Potential Temperature Control/WUA Flow |  | Banks Capacity |  | Diversion Capacity |  |  |  | 1 | 2 | 1 & 2 | 3 | 4 | 3 & 4 | 1 - 4
WYT (Jan-Dec) |  |  | CFS | Flag | F | Flag | CFS | TAF | Flag | TAF | Flag | Flag | CFS | TAF | CFS | TAF | CFS | TAF | TAF |  | TAF | CFS | TAF | CFS | TAF | CFS | TAF |  | WYT | Upstream Water | Reduceable Diversions | Exchangeable Water | Habitat Improvement | Banks Capacity | Diversion Capacity | Storable Water
1 | 1922 | 1922-04-30 | 4490.9214 | 0 | 53.8048 | 1 | 0 | 0 | 0 | 4552 | 1 | 0 | 373.6106 | 22.2314 | 533.2571 | 31.731 | 1500 | 89.2562 | 116.2374 | UWFE | 0 | [6 empty] | 1922 | 1 | 375.879 | 704.3698 | 0 | 21762.282 | 131.7231 | 98.8474 | 0 | Storable Water
1 | 1922 | 1922-05-31 | 11232.6396 | 1 | 55.4084 | 1 | 5232.6396 | 321.7425 | 1 | 4552 | 1 | 0 | 868.2706 | 53.3879 | 2241.9163 | 137.8501 | 1500 | 92.2314 | 187.8504 | UWFE | 0 | [6 empty] | 1923 | 3 | 198.6744 | 652.5345 | 0 | 22757.6851 | 218.305 | 104.6211 | 0 | LT | 51.4006
1 | 1922 | 1922-06-30 | 10909.7949 | 1 | 53.3298 | 1 | 909.7949 | 54.1366 | 1 | 4241.4727 | 1 | 0 | 1108.193 | 65.9421 | 2347.4187 | 139.6811 | 1500 | 89.2562 | 192.0678 | UWFE | 0 | [6 empty] | 1924 | 5 | 161.1438 | 617.918 | 161.1438 | 22888.1065 | 598.658 | 365.6046 | 161.1438 | DP | 116.923
1 | 1922 | 1922-07-31 | 12170.3496 | 1 | 54.132 | 0 | 0 | 0 | 0 | 3788.6909 | 1 | 0 | 1209.6676 | 74.3796 | 2562.8928 | 157.5861 | 1500 | 92.2314 | 208.2143 | IBU | 0 | [6 empty] | 1925 | 4 | 43.7915 | 654.487 | 42.7647 | 22582.1515 | 376.9674 | 267.3898 | 42.7647 | W | 0
1 | 1922 | 1922-08-31 | [19 empty] | 89237.1475 | 5486.9783 | 0 | 0 | 0 | 0 | 1926 | 4 | 194.1076 | 628.7493 | 173.3633 | 22920.1239 | 222.8758 | 222.8758 | 173.3633 | AN | 0
1 | 1922 | 1922-09-30 | [7 empty] | 2693.5151 | 1 | [10 empty] | 82918.2539 | 4933.9787 | 136.4151 | 8.1173 | 136.4151 | 8.1173 | 1927 | 2 | 577.1707 | 702.4023 | 0 | 22032.4255 | 102.3285 | 84.6659 | 0 | BN | 0
1 | 1922 | 1922-10-31 | [19 empty] | 95405.1709 | 5866.2353 | 940.9135 | 57.8545 | 940.9135 | 57.8545 | 1928 | 2 | 530.6434 | 653.2723 | 0 | 21821.9976 | 112.6907 | 81.9271 | 0 | D | 156.2932
1 | 1922 | 1922-11-30 | [19 empty] | 92011.9229 | 5475.0896 | 1104.9873 | 65.7513 | 1104.9873 | 32.8757 | 1929 | 5 | 127.9222 | 580.1331 | 127.9222 | 22823.1522 | 547.3502 | 406.4382 | 127.9222 | C | 86.4651
1 | 1922 | 1922-12-31 | [19 empty] | 0 | 0 | 0 | 0 | 0 | 0 | 1930 | 4 | 0 | 613.883 | 0 | 22966.4138 | 529.9975 | 359.2688 | 0
3 | 1923 | 1923-04-30 | 3250 | 0 | 52.3498 | 1 | 0 | 0 | 0 | 3743.0518 | 1 | 0 | 244.4835 | 14.5478 | 427.7815 | 25.4548 | 1500 | 89.2562 | 109.2575 | UWFE | 0 | [6 empty] | 1931 | 5 | 174.2347 | 600.0615 | 174.2347 | 22998.7901 | 417.2065 | 377.6387 | 174.2347 | 51.4006 | 20 | 203.2018
3 | 1923 | 1923-05-31 | 9231.1299 | 1 | 55.4485 | 1 | 3231.1299 | 198.6744 | 1 | 3524.2053 | 1 | 0 | 301.417 | 18.5334 | 2265.7722 | 139.3169 | 1500 | 92.2314 | 171.1566 | UWFE | 0 | [6 empty] | 1932 | 5 | 0 | 577.6735 | 0 | 22993.964 | 468.2117 | 269.7891 | 0 | 15 | 23 | 181.0194
3 | 1923 | 1923-06-30 | 9187.7715 | 0 | 53.1515 | 1 | 0 | 0 | 0 | 3273.1863 | 1 | 0 | 530.3787 | 31.5597 | 2621.1877 | 155.9715 | 1500 | 89.2562 | 183.0218 | IBU | 0 | [6 empty] | 1933 | 5 | 30.8252 | 581.3961 | 0 | 22995.8038 | 364.8249 | 284.7827 | 0 | 30 | 22 | 188.2581
3 | 1923 | 1923-07-31 | 11611.9492 | 0 | 55.3772 | 0 | 0 | 0 | 0 | 2867.1321 | 1 | 0 | 613.4034 | 37.7167 | 2537.3855 | 156.0178 | 1500 | 92.2314 | 189.0986 | IBU | 0 | [6 empty] | 1934 | 5 | 61.1408 | 586.0952 | 61.1408 | 23163.3419 | 541.7066 | 464.9581 | 61.1408 | 60 | 20 | 203.2018
3 | 1923 | 1923-08-31 | [19 empty] | 90980.1094 | 5594.1489 | 223.2617 | 13.7278 | 223.2617 | 13.7278 | 1935 | 4 | 0 | 621.904 | 0 | 23012.1927 | 121.2343 | 106.9191 | 0 | 90 | 19 | 210.6787
3 | 1923 | 1923-09-30 | [7 empty] | 2596.2393 | 1 | [10 empty] | 95583.356 | 5687.6047 | 0 | 0 | 0 | 0 | 1936 | 3 | 0 | 640.0658 | 0 | 22674.993 | 178.0867 | 107.0938 | 0 | 100 | 19 | 210.6787
3 | 1923 | 1923-10-31 | [19 empty] | 95392.6621 | 5865.4662 | 906.5126 | 55.7393 | 906.5126 | 55.7393 | 1937 | 4 | 0 | 644.8553 | 0 | 22514.1165 | 104.7467 | 104.7467 | 0 | 120 | 18 | 216.2366
3 | 1923 | 1923-11-30 | [19 empty] | 94286.9878 | 5610.4654 | 1181.5662 | 70.3081 | 1181.5662 | 35.154 | 1938 | 1 | 467.8515 | 685.2986 | 0 | 21785.5382 | 2.9733 | 2.9733 | 0 | 150 | 16 | 226.1211
3 | 1923 | 1923-12-31 | [19 empty] | 0 | 0 | 1277.1647 | 78.5298 | 0 | 0 | 1939 | 3 | 397.2899 | 676.8093 | 0 | 22291.0879 | 623.408 | 458.5078 | 0 | 180 | 10 | 262.6392
5 | 1924 | 1924-04-30 | 5624.3779 | 0 | 51.9006 | 1 | 0 | 0 | 0 | 2500 | 1 | 1 | 202.0041 | 12.0201 | 537.101 | 31.9597 | 1411.9502 | 84.0169 | 106.0068 | IBU | 0 | [6 empty] | 1940 | 2 | 229.3982 | 663.7744 | 0 | 22070.3476 | 129.2047 | 96.3135 | 0 | 210 | 7 | 293.2688
5 | 1924 | 1924-05-31 | 8620.7529 | 1 | 55.0898 | 1 | 2620.7529 | 161.1438 | 1 | 2135.3757 | 1 | 1 | 220.0907 | 13.5328 | 2324.4033 | 142.922 | 1500 | 92.2314 | 170.4588 | IBU | 161.1438 | [6 empty] | 1941 | 1 | 840.2123 | 667.1199 | 0 | 21450.9784 | 62.0051 | 48.4492 | 0 | 240 | 6 | 302.6665
5 | 1924 | 1924-06-30 | 8906.1973 | 0 | 56.1863 | 0 | 0 | 0 | 0 | 1764.8621 | 1 | 1 | 251.7825 | 14.9821 | 2484.0364 | 147.8104 | 1500 | 89.2562 | 170.6525 | IBU | 0 | [6 empty] | 1942 | 1 | 277.6817 | 681.4633 | 0 | 21514.8933 | 142.9707 | 106.1414 | 0
5 | 1924 | 1924-07-31 | 9371.8037 | 0 | 55.104 | 0 | 0 | 0 | 0 | 1413.5541 | 1 | 1 | 274.1045 | 16.854 | 2281.4834 | 140.2829 | 1500 | 92.2314 | 170.7999 | IBU | 0 | [6 empty] | 1943 | 1 | 317.6537 | 677.9353 | 0 | 21355.304 | 283.8382 | 197.6067 | 0
5 | 1924 | 1924-08-31 | [19 empty] | 91864.5312 | 5648.5299 | 3013.0115 | 185.2629 | 3013.0115 | 185.2629 | 1944 | 4 | 0 | 536.4356 | 0 | 22830.6237 | 425.3561 | 270.9442 | 0
5 | 1924 | 1924-09-30 | [7 empty] | 953.8166 | 1 | [10 empty] | 93796.9165 | 5581.3041 | 1832.2587 | 109.027 | 1832.2587 | 109.027 | 1945 | 3 | 114.7313 | 638.1036 | 0 | 22557.9309 | 122.3942 | 101.631 | 0
5 | 1924 | 1924-10-31 | [19 empty] | 95975.561 | 5901.3072 | 661.1058 | 40.6498 | 661.1058 | 40.6498 | 1946 | 2 | 407.8843 | 703.6485 | 0 | 21810.7748 | 168.4989 | 119.5633 | 0
5 | 1924 | 1924-11-30 | [19 empty] | 96749 | 5756.9653 | 1030.6826 | 61.3299 | 1030.6826 | 30.6649 | 1947 | 4 | 277.5591 | 637.8422 | 277.5591 | 22894.2721 | 397.171 | 267.6986 | 267.6986
5 | 1924 | 1924-12-31 | [19 empty] | 0 | 0 | 3291.533 | 202.3885 | 0 | 0 | 1948 | 3 | 208.5768 | 636.5966 | 0 | 22611.1615 | 206.4982 | 88.6723 | 0
4 | 1925 | 1925-04-30 | 3250 | 0 | 49.611 | 1 | 0 | 0 | 0 | 4202.8247 | 1 | 1 | 154.969 | 9.2213 | 375.546 | 22.3465 | 1500 | 89.2562 | 105.0401 | UWFE | 0 | [6 empty] | 1949 | 4 | 193.3107 | 668.0887 | 156.3879 | 22604.7101 | 433.9174 | 315.7064 | 156.3879
4 | 1925 | 1925-05-31 | 6016.6982 | 1 | 50.3644 | 1 | 16.6982 | 1.0267 | 1 | 4282.1665 | 1 | 1 | 377.7913 | 23.2295 | 1796.5596 | 110.4661 | 1500 | 92.2314 | 159.0792 | UWFE | 0 | [6 empty] | 1950 | 4 | 24.3918 | 648.7087 | 0 | 22157.0161 | 112.0731 | 112.0731 | 0
4 | 1925 | 1925-06-30 | 9612.4141 | 0 | 50.7997 | 1 | 0 | 0 | 0 | 3989.9407 | 1 | 1 | 794.0576 | 47.2497 | 2591.7786 | 154.2215 | 1500 | 89.2562 | 189.9918 | IBU | 0 | [6 empty] | 1951 | 2 | 318.2121 | 645.2134 | 0 | 21976.4569 | 123.9875 | 91.2618 | 0
4 | 1925 | 1925-07-31 | 12695.502 | 1 | 51.4569 | 1 | 695.502 | 42.7647 | 1 | 3437.5415 | 1 | 1 | 979.5245 | 60.2286 | 2538.0757 | 156.0602 | 1500 | 92.2314 | 200.3758 | IBU | 42.7647 | [6 empty] | 1952 | 1 | 697.7898 | 685.729 | 0 | 21660.3407 | 58.6101 | 36.6861 | 0
4 | 1925 | 1925-08-31 | [19 empty] | 90169.4141 | 5544.3012 | 1755.4484 | 107.9383 | 1755.4484 | 107.9383 | 1953 | 1 | 393.9429 | 699.8034 | 0 | 21378.2079 | 184.1661 | 127.2991 | 0
4 | 1925 | 1925-09-30 | [7 empty] | 2972.5574 | 1 | [10 empty] | 94122.396 | 5600.6715 | 601.6094 | 35.7982 | 601.6094 | 35.7982 | 1954 | 2 | 628.7595 | 682.9989 | 0 | 22009.5361 | 98.617 | 73.8557 | 0
4 | 1925 | 1925-10-31 | [19 empty] | 94097.9453 | 5785.8571 | 1509.1989 | 92.797 | 1509.1989 | 92.797 | 1955 | 4 | 146.3993 | 650.4859 | 146.3993 | 22858.0566 | 316.7675 | 274.178 | 146.3993
4 | 1925 | 1925-11-30 | [19 empty] | 94973.6006 | 5651.3217 | 1037.1134 | 61.7125 | 1037.1134 | 30.8563 | 1956 | 1 | 238.4128 | 688.1348 | 0 | 21520.0176 | 69.8032 | 51.0419 | 0
4 | 1925 | 1925-12-31 | [19 empty] | 0 | 0 | 1280.2795 | 78.7213 | 0 | 0 | 1957 | 2 | 515.4997 | 678.5345 | 0 | 22125.8127 | 311.108 | 242.9215 | 0
4 | 1926 | 1926-04-30 | 3250 | 0 | 51.2123 | 1 | 0 | 0 | 0 | 3896.7319 | 1 | 1 | 52.2226 | 3.1075 | 311.7583 | 18.5509 | 1500 | 89.2562 | 100.0854 | UWFE | 0 | [6 empty] | 1958 | 1 | 412.3229 | 667.2833 | 0 | 21442.4991 | 93.3707 | 48.244 | 0
4 | 1926 | 1926-05-31 | 8995.4434 | 1 | 50.1938 | 1 | 2995.4434 | 184.1826 | 1 | 3570.7637 | 1 | 1 | 105.3316 | 6.4766 | 2210.8083 | 135.9373 | 1500 | 92.2314 | 163.4384 | IBU | 163.4384 | [6 empty] | 1959 | 3 | 504.1242 | 681.4201 | 0 | 22296.3089 | 344.7632 | 180.1609 | 0
4 | 1926 | 1926-06-30 | 10166.7949 | 1 | 51.8018 | 1 | 166.7949 | 9.925 | 1 | 3144.4993 | 1 | 1 | 393.1129 | 23.3918 | 2714.9617 | 161.5514 | 1500 | 89.2562 | 181.7278 | IBU | 9.925 | [6 empty] | 1960 | 4 | 382.2012 | 605.6054 | 306.2832 | 22673.423 | 422.7664 | 263.7978 | 263.7978
4 | 1926 | 1926-07-31 | 11392.6768 | 0 | 53.7891 | 0 | 0 | 0 | 0 | 2700.4294 | 1 | 1 | 430.5342 | 26.4725 | 2538.0757 | 156.0602 | 1500 | 92.2314 | 183.4978 | IBU | 0 | [6 empty] | 1961 | 4 | 359.5936 | 650.41 | 192.7739 | 22564.7762 | 593.4829 | 456.6647 | 192.7739
4 | 1926 | 1926-08-31 | [19 empty] | 91690.6279 | 5637.837 | 1075.4595 | 66.1274 | 1075.4595 | 66.1274 | 1962 | 3 | 350.8485 | 686.2466 | 0 | 22412.44 | 20.0458 | 20.0458 | 0
4 | 1926 | 1926-09-30 | [7 empty] | 2281.957 | 1 | [10 empty] | 95112.1768 | 5659.5675 | 1022.28 | 60.8299 | 1022.28 | 60.8299 | 1963 | 1 | 1727.2135 | 677.1254 | 0 | 21820.5269 | 160.5331 | 106.1404 | 0
4 | 1926 | 1926-10-31 | [19 empty] | 95397.3447 | 5865.7541 | 1559.9655 | 95.9185 | 1559.9655 | 95.9185 | 1964 | 4 | 202.9533 | 649.6019 | 154.4018 | 22854.9373 | 318.5201 | 259.264 | 154.4018
4 | 1926 | 1926-11-30 | [19 empty] | 96749 | 5756.9653 | 0 | 0 | 0 | 0 | 1965 | 1 | 332.6335 | 667.6 | 0 | 21882.5786 | 84.2143 | 71.566 | 0
4 | 1926 | 1926-12-31 | [19 empty] | 0 | 0 | 0 | 0 | 0 | 0 | 1966 | 3 | 622.644 | 692.2432 | 0 | 22397.0894 | 202.3592 | 167.806 | 0
2 | 1927 | 1927-04-30 | 9794.8115 | 1 | 47.5787 | 1 | 3794.8115 | 225.807 | 1 | 4552 | 1 | 0 | 550.7923 | 32.7744 | 486.0442 | 28.9216 | 1500 | 89.2562 | 120.1042 | UWFE | 0 | [6 empty] | 1967 | 1 | 650.6208 | 666.8276 | 0 | 21797.7304 | 121.2366 | 69.9085 | 0
2 | 1927 | 1927-05-31 | 7714.3828 | 1 | 50.2014 | 1 | 1714.3828 | 105.4133 | 1 | 4552 | 1 | 0 | 894.1383 | 54.9784 | 2249.6934 | 138.3283 | 1500 | 92.2314 | 188.8847 | UWFE | 0 | [6 empty] | 1968 | 3 | 497.0156 | 644.8133 | 0 | 22802.487 | 131.1443 | 117.7869 | 0
2 | 1927 | 1927-06-30 | 8988.9209 | 0 | 51.1298 | 1 | 0 | 0 | 0 | 4290.3853 | 1 | 0 | 1054.7291 | 62.7607 | 2141.7219 | 127.4413 | 1500 | 89.2562 | 184.3572 | UWFE | 0 | [6 empty] | 1969 | 1 | 438.4583 | 692.7865 | 0 | 22009.9151 | 17.675 | 17.675 | 0
2 | 1927 | 1927-07-31 | 16000 | 1 | 51.3325 | 1 | 4000 | 245.9504 | 1 | 3557.6995 | 1 | 0 | 1278.4689 | 78.61 | 2521.4749 | 155.0394 | 1500 | 92.2314 | 209.0561 | IBU | 0 | [6 empty] | 1970 | 1 | 344.982 | 613.5278 | 0 | 21656.5126 | 170.5214 | 137.4207 | 0
2 | 1927 | 1927-08-31 | [19 empty] | 88882.0723 | 5465.1456 | 131.2157 | 8.0681 | 131.2157 | 8.0681 | 1971 | 1 | 413.6983 | 685.4588 | 0 | 21546.7282 | 198.776 | 148.0918 | 0
2 | 1927 | 1927-09-30 | [7 empty] | 2812.228 | 1 | [10 empty] | 89196.4268 | 5307.556 | 0 | 0 | 0 | 0 | 1972 | 3 | 529.1849 | 647.495 | 0 | 22769.8664 | 297.7175 | 229.2409 | 0
2 | 1927 | 1927-10-31 | [19 empty] | 92950.9941 | 5715.3339 | 958.4877 | 58.9351 | 958.4877 | 58.9351 | 1973 | 2 | 456.3623 | 697.3503 | 0 | 21090.2994 | 104.9109 | 104.9109 | 0
2 | 1927 | 1927-11-30 | [19 empty] | 93176.5547 | 5544.39 | 593.6611 | 35.3253 | 593.6611 | 17.6626 | 1974 | 1 | 37.0389 | 679.962 | 0 | 21548.9751 | 158.6533 | 117.2435 | 0
2 | 1927 | 1927-12-31 | [19 empty] | 0 | 0 | 0 | 0 | 0 | 0 | 1975 | 1 | 358.2199 | 704.9857 | 0 | 21731.6053 | 123.3349 | 90.4352 | 0
2 | 1928 | 1928-04-30 | 3250 | 0 | 51.2807 | 1 | 0 | 0 | 0 | 4536.6592 | 1 | 0 | 195.058 | 11.6068 | 419.7452 | 24.9766 | 1500 | 89.2562 | 107.5479 | UWFE | 0 | [6 empty] | 1976 | 4 | 250.9675 | 607.4936 | 172.0144 | 22584.218 | 561.1327 | 367.7227 | 172.0144
2 | 1928 | 1928-05-31 | 7197.1987 | 1 | 51.6729 | 1 | 1197.1987 | 73.6129 | 1 | 4435.5835 | 1 | 0 | 357.5026 | 21.982 | 2314.5017 | 142.3132 | 1500 | 92.2314 | 174.379 | UWFE | 0 | [6 empty] | 1977 | 5 | 196.3267 | 601.9224 | 196.3267 | 22792.244 | 635.3522 | 469.6129 | 196.3267
2 | 1928 | 1928-06-30 | 13547.3184 | 1 | 51.1934 | 1 | 3547.3184 | 211.0801 | 1 | 3819.0554 | 1 | 0 | 655.3317 | 38.9949 | 2329.1833 | 138.596 | 1500 | 89.2562 | 178.0517 | IBU | 0 | [6 empty] | 1978 | 2 | 217.9635 | 695.2552 | 0 | 22304.1915 | 86.7029 | 43.2801 | 0
2 | 1928 | 1928-07-31 | 16000 | 1 | 52.2686 | 1 | 4000 | 245.9504 | 1 | 3098.6023 | 1 | 0 | 724.3493 | 44.5385 | 2562.8928 | 157.5861 | 1500 | 92.2314 | 193.2937 | IBU | 0 | [6 empty] | 1979 | 4 | 34.8776 | 653.8069 | 34.8776 | 22800.9766 | 125.5008 | 89.0119 | 34.8776
2 | 1928 | 1928-08-31 | [19 empty] | 87836.874 | 5400.8789 | 4.0737 | 0.25048 | 4.0737 | 0.25048 | 1980 | 2 | 40.0834 | 678.4036 | 0 | 22086.0199 | 39.2826 | 31.818 | 0
2 | 1928 | 1928-09-30 | [7 empty] | 2247.1189 | 1 | [10 empty] | 87919.5518 | 5231.5766 | 0 | 0 | 0 | 0 | 1981 | 4 | 591.6002 | 674.7652 | 493.1475 | 22629.243 | 328.5317 | 328.5317 | 328.5317
2 | 1928 | 1928-10-31 | [19 empty] | 91149.4492 | 5604.5612 | 828.0195 | 50.9129 | 828.0195 | 50.9129 | 1982 | 1 | 1125.4426 | 640.3691 | 0 | 22172.4407 | 0 | 0 | 0
2 | 1928 | 1928-11-30 | [19 empty] | 93858.7065 | 5584.9809 | 1034.0005 | 61.5273 | 1034.0005 | 30.7637 | 1983 | 1 | 1379.8435 | 680.2609 | 0 | 21271.9594 | 19.841 | 19.841 | 0
2 | 1928 | 1928-12-31 | [19 empty] | 0 | 0 | 0 | 0 | 0 | 0 | 1984 | 1 | 407.1062 | 692.3224 | 0 | 22064.6292 | 71.7163 | 71.7163 | 0
5 | 1929 | 1929-04-30 | 3250 | 0 | 51.1923 | 1 | 0 | 0 | 0 | 2771.0933 | 1 | 1 | 223.3833 | 13.2922 | 516.5081 | 30.7344 | 785.2163 | 46.7236 | 68.7369 | UWFE | 0 | [6 empty] | 1985 | 3 | 489.5172 | 656.3419 | 0 | 22629.1947 | 253.3775 | 227.6734 | 0
5 | 1929 | 1929-05-31 | 8080.4556 | 1 | 51.6781 | 1 | 2080.4556 | 127.9222 | 1 | 2547.7896 | 1 | 1 | 306.9447 | 18.8733 | 2370.6716 | 145.7669 | 1500 | 92.2314 | 174.5515 | IBU | 127.9222 | [6 empty] | 1986 | 1 | 63.8032 | 643.0755 | 0 | 22143.3342 | 288.0629 | 169.1573 | 0
5 | 1929 | 1929-06-30 | 8416.8945 | 0 | 54.2862 | 1 | 0 | 0 | 0 | 2247.3098 | 1 | 1 | 280.0013 | 16.6612 | 2189.3926 | 130.2779 | 1500 | 89.2562 | 162.7258 | IBU | 0 | [6 empty] | 1987 | 4 | 384.2392 | 639.5103 | 345.5485 | 22763.141 | 559.0071 | 448.9964 | 345.5485
5 | 1929 | 1929-07-31 | 12141.1709 | 1 | 55.6233 | 0 | 0 | 0 | 0 | 1718.2078 | 1 | 1 | 382.0605 | 23.492 | 2281.4834 | 140.2829 | 1500 | 92.2314 | 174.1189 | IBU | 0 | [6 empty] | 1988 | 5 | 110.6356 | 562.6376 | 110.6356 | 22845.5491 | 534.8163 | 416.2677 | 110.6356
5 | 1929 | 1929-08-31 | [19 empty] | 92112.0669 | 5663.7502 | 2623.3906 | 161.306 | 2623.3906 | 161.306 | 1989 | 4 | 354.8644 | 654.2174 | 283.0543 | 22908.8508 | 434.551 | 264.6892 | 264.6892
5 | 1929 | 1929-09-30 | [7 empty] | 1326.9272 | 1 | [10 empty] | 94693.3257 | 5634.6442 | 1966.5052 | 117.0152 | 1966.5052 | 117.0152 | 1990 | 5 | 0 | 508.5089 | 0 | 22814.6279 | 684.5884 | 450.56 | 0
5 | 1929 | 1929-10-31 | [19 empty] | 94798.6035 | 5828.9389 | 1369.0618 | 84.1803 | 1369.0618 | 84.1803 | 1991 | 5 | 45.8861 | 601.8979 | 0 | 22884.8045 | 691.6938 | 455.6393 | 0
5 | 1929 | 1929-11-30 | [19 empty] | 95721.4009 | 5695.8189 | 1476.7601 | 87.8733 | 1476.7601 | 43.9367 | 1992 | 5 | 184.4094 | 595.2542 | 184.4094 | 22868.9741 | 529.4604 | 374.2098 | 184.4094
5 | 1929 | 1929-12-31 | [19 empty] | 0 | 0 | 1577.1521 | 96.9753 | 0 | 0 | 1993 | 2 | 368.517 | 678.6589 | 0 | 22047.8888 | 150.0172 | 97.9693 | 0
4 | 1930 | 1930-04-30 | 3250 | 0 | 51.2395 | 1 | 0 | 0 | 0 | 2916.8228 | 1 | 1 | 44.5087 | 2.6484 | 392.623 | 23.3627 | 1500 | 89.2562 | 102.2618 | UWFE | 0 | [6 empty] | 1994 | 5 | 21.7683 | 561.5149 | 21.7683 | 22936.9054 | 521.344 | 366.6581 | 21.7683
4 | 1930 | 1930-05-31 | 5412.9868 | 0 | 51.4721 | 1 | 0 | 0 | 0 | 2856.511 | 1 | 1 | 14.9967 | 0.92211 | 2146.5247 | 131.9847 | 1500 | 92.2314 | 158.6848 | UWFE | 0 | [6 empty] | 1995 | 1 | 374.4981 | 676.6273 | 0 | 21622.1799 | 112.6723 | 60.0964 | 0
4 | 1930 | 1930-06-30 | 8881.8975 | 0 | 52.8993 | 1 | 0 | 0 | 0 | 2536.0442 | 1 | 1 | 199.5901 | 11.8764 | 2714.9617 | 161.5514 | 1500 | 89.2562 | 175.9701 | IBU | 0 | [6 empty] | 1996 | 1 | 470.8269 | 673.7036 | 0 | 21668.3498 | 153.2964 | 99.0756 | 0
4 | 1930 | 1930-07-31 | 9171.2354 | 0 | 55.4815 | 0 | 0 | 0 | 0 | 2214.1086 | 1 | 1 | 218.0871 | 13.4097 | 2538.0757 | 156.0602 | 1500 | 92.2314 | 176.9663 | IBU | 0 | [6 empty] | 1997 | 1 | 379.079 | 682.8765 | 0 | 21458.4727 | 130.5469 | 96.1801 | 0
4 | 1930 | 1930-08-31 | [19 empty] | 92245.4409 | 5671.9511 | 2140.2126 | 131.5965 | 2140.2126 | 131.5965 | 1998 | 1 | 1046.5325 | 637.7718 | 0 | 21397.9932 | 3.2742 | 3.2742 | 0
4 | 1930 | 1930-09-30 | [7 empty] | 1915.0425 | 1 | [10 empty] | 95941.9685 | 5708.9436 | 1280.4639 | 76.1929 | 1280.4639 | 76.1929 | 1999 | 1 | 395.8085 | 693.093 | 0 | 21187.0671 | 135.0008 | 98.872 | 0
4 | 1930 | 1930-10-31 | [19 empty] | 95080.6509 | 5846.2813 | 1605.8981 | 98.7428 | 1605.8981 | 98.7428 | 2000 | 2 | 514.271 | 676.3601 | 0 | 21720.4603 | 180.6307 | 85.1528 | 0
4 | 1930 | 1930-11-30 | [19 empty] | 96451.0798 | 5739.2378 | 1772.533 | 105.473 | 1772.533 | 52.7365 | 2001 | 4 | 418.9778 | 629.7899 | 345.7331 | 22660.5074 | 436.6618 | 395.9893 | 345.7331
4 | 1930 | 1930-12-31 | [19 empty] | 0 | 0 | 1918.9597 | 117.9922 | 0 | 0 | 2002 | 4 | 367.8272 | 683.0454 | 236.8829 | 22610.369 | 314.6218 | 290.8928 | 236.8829
5 | 1931 | 1931-04-30 | 6839.519 | 1 | 50.9566 | 1 | 839.519 | 49.9549 | 1 | 1860.2615 | 1 | 1 | 166.2087 | 9.8901 | 541.1191 | 32.1988 | 1500 | 89.2562 | 110.3007 | IBU | 49.9549
5 | 1931 | 1931-05-31 | 8021.2178 | 1 | 54.4401 | 1 | 2021.2178 | 124.2798 | 1 | 1533.4961 | 1 | 1 | 149.4881 | 9.1917 | 2010.7308 | 123.635 | 1500 | 92.2314 | 158.6447 | IBU | 124.2798
5 | 1931 | 1931-06-30 | 8236.2363 | 0 | 53.9153 | 1 | 0 | 0 | 0 | 1203.6804 | 1 | 1 | 183.682 | 10.9298 | 2250.9431 | 133.9404 | 1500 | 89.2562 | 161.6913 | IBU | 0
5 | 1931 | 1931-07-31 | 9719.4023 | 0 | 56.5546 | 0 | 0 | 0 | 0 | 751.5536 | 1 | 1 | 229.3762 | 14.1038 | 2281.4834 | 140.2829 | 1500 | 92.2314 | 169.4248 | IBU | 0
5 | 1931 | 1931-08-31 | [19 empty] | 92453.1548 | 5684.7229 | 1954.8474 | 120.1989 | 1954.8474 | 120.1989
5 | 1931 | 1931-09-30 | [7 empty] | 558.6163 | 1 | [10 empty] | 95634.481 | 5690.6468 | 2060.6035 | 122.6144 | 2060.6035 | 122.6144
5 | 1931 | 1931-10-31 | [19 empty] | 95356.6157 | 5863.2498 | 1549.2155 | 95.2575 | 1549.2155 | 95.2575
5 | 1931 | 1931-11-30 | [19 empty] | 96802.8669 | 5760.1706 | 1329.9177 | 79.1356 | 1329.9177 | 39.5678
5 | 1931 | 1931-12-31 | [19 empty] | 0 | 0 | 0 | 0 | 0 | 0
5 | 1932 | 1932-04-30 | 3250 | 0 | 49.3479 | 1 | 0 | 0 | 0 | 1787.3011 | 1 | 1 | 0 | 0 | 527.2299 | 31.3724 | 1207.2068 | 71.8338 | 87.52 | UWFE | 0
5 | 1932 | 1932-05-31 | 4951.0298 | 0 | 51.6594 | 1 | 0 | 0 | 0 | 1880.7854 | 1 | 1 | 0 | 0 | 2037.6466 | 125.29 | 1500 | 92.2314 | 154.8764 | UWFE | 0
5 | 1932 | 1932-06-30 | 7197.3003 | 0 | 54.0895 | 1 | 0 | 0 | 0 | 1657.1804 | 1 | 1 | 0 | 0 | 2546.3579 | 151.5188 | 1500 | 89.2562 | 165.0156 | IBU | 0
5 | 1932 | 1932-07-31 | 8582.5312 | 0 | 55.7539 | 0 | 0 | 0 | 0 | 1286.9185 | 1 | 1 | 0 | 0 | 2538.0757 | 156.0602 | 1500 | 92.2314 | 170.2615 | IBU | 0
5 | 1932 | 1932-08-31 | [19 empty] | 92726.3965 | 5701.5239 | 1881.4377 | 115.6851 | 1881.4377 | 115.6851
5 | 1932 | 1932-09-30 | [7 empty] | 902.0558 | 1 | [10 empty] | 95768.7432 | 5698.636 | 909.0564 | 54.0926 | 909.0564 | 54.0926
5 | 1932 | 1932-10-31 | [19 empty] | 95267.8862 | 5857.794 | 1075.1279 | 66.107 | 1075.1279 | 66.107
5 | 1932 | 1932-11-30 | [19 empty] | 96396.8372 | 5736.0101 | 1139.5615 | 67.8086 | 1139.5615 | 33.9043
5 | 1932 | 1932-12-31 | [19 empty] | 0 | 0 | 2675.6343 | 164.5183 | 0 | 0
5 | 1933 | 1933-04-30 | 3250 | 0 | 51.0343 | 1 | 0 | 0 | 0 | 1716.4489 | 1 | 1 | 180.9952 | 10.77 | 566.2323 | 33.6932 | 929.3281 | 55.2989 | 77.5304 | UWFE | 0
5 | 1933 | 1933-05-31 | 6501.3232 | 1 | 51.83 | 1 | 501.3232 | 30.8252 | 1 | 1691.3677 | 1 | 1 | 170.3089 | 10.4719 | 2197.3789 | 135.1116 | 1500 | 92.2314 | 165.0231 | UWFE | 0
5 | 1933 | 1933-06-30 | 7378.0923 | 0 | 54.6796 | 1 | 0 | 0 | 0 | 1503.11 | 1 | 1 | 210.9902 | 12.5548 | 2481.9319 | 147.6852 | 1500 | 89.2562 | 169.3762 | IBU | 0
5 | 1933 | 1933-07-31 | 10174.7207 | 0 | 55.8661 | 0 | 0 | 0 | 0 | 1036.8127 | 1 | 1 | 230.7274 | 14.1869 | 2281.4834 | 140.2829 | 1500 | 92.2314 | 169.4663 | IBU | 0
5 | 1933 | 1933-08-31 | [19 empty] | 91960.7812 | 5654.448 | 1026.3896 | 63.1102 | 1026.3896 | 63.1102
5 | 1933 | 1933-09-30 | [7 empty] | 614.1947 | 1 | [10 empty] | 95805.5776 | 5700.8278 | 1631.1929 | 97.0627 | 1631.1929 | 97.0627
5 | 1933 | 1933-10-31 | [19 empty] | 95686.9746 | 5883.5627 | 1357.4503 | 83.4664 | 1357.4503 | 83.4664
5 | 1933 | 1933-11-30 | [19 empty] | 96749 | 5756.9653 | 1382.8738 | 82.2867 | 1382.8738 | 41.1434
5 | 1933 | 1933-12-31 | [19 empty] | 0 | 0 | 632.6299 | 38.8989 | 0 | 0
5 | 1934 | 1934-04-30 | 3250 | 0 | 50.4968 | 1 | 0 | 0 | 0 | 1640.1229 | 1 | 1 | 162.7166 | 9.6823 | 521.5308 | 31.0332 | 953.1812 | 56.7182 | 77.076 | UWFE | 0
5 | 1934 | 1934-05-31 | 6994.3599 | 1 | 51.0222 | 1 | 994.3599 | 61.1408 | 1 | 1420.9012 | 1 | 1 | 222.3974 | 13.6747 | 2243.6472 | 137.9565 | 1500 | 92.2314 | 168.047 | IBU | 61.1408
5 | 1934 | 1934-06-30 | 8056.0332 | 0 | 54.7523 | 1 | 0 | 0 | 0 | 1102.0863 | 1 | 1 | 267.8396 | 15.9376 | 2418.7939 | 143.9282 | 1500 | 89.2562 | 169.1891 | IBU | 0
5 | 1934 | 1934-07-31 | 10945.8584 | 0 | 56.0546 | 0 | 0 | 0 | 0 | 650 | 1 | 1 | 306.0854 | 18.8205 | 2281.4834 | 140.2829 | 1500 | 92.2314 | 171.7831 | IBU | 0
5 | 1934 | 1934-08-31 | [19 empty] | 92824.4819 | 5707.5549 | 3029.4255 | 186.2721 | 3029.4255 | 186.2721
5 | 1934 | 1934-09-30 | [7 empty] | 550 | 1 | [10 empty] | 96065.6274 | 5716.3018 | 1900.2302 | 113.0716 | 1900.2302 | 113.0716
5 | 1934 | 1934-10-31 | [19 empty] | 97296.3577 | 5982.5198 | 1445.2672 | 88.866 | 1445.2672 | 88.866
5 | 1934 | 1934-11-30 | [19 empty] | 96749 | 5756.9653 | 2579.6003 | 153.4969 | 2579.6003 | 76.7484
5 | 1934 | 1934-12-31 | [19 empty] | 0 | 0 | 0 | 0 | 0 | 0
4 | 1935 | 1935-04-30 | 3250 | 0 | 49.3581 | 1 | 0 | 0 | 0 | 2701.3298 | 1 | 1 | 1.3366 | 0.079535 | 295.1836 | 17.5646 | 1500 | 89.2562 | 98.0783 | UWFE | 0
4 | 1935 | 1935-05-31 | 3785.3335 | 0 | 51.7742 | 1 | 0 | 0 | 0 | 2993.2708 | 1 | 1 | 70.7989 | 4.3533 | 2185.4097 | 134.3756 | 1500 | 92.2314 | 161.5958 | UWFE | 0
4 | 1935 | 1935-06-30 | 8129.792 | 0 | 51.7009 | 1 | 0 | 0 | 0 | 2742.5535 | 1 | 1 | 355.0309 | 21.1258 | 2600.0139 | 154.7116 | 1500 | 89.2562 | 177.1749 | IBU | 0
4 | 1935 | 1935-07-31 | 9552.0293 | 0 | 53.4228 | 1 | 0 | 0 | 0 | 2381.8289 | 1 | 1 | 386.6729 | 23.7756 | 2632.5889 | 161.8716 | 1500 | 92.2314 | 185.055 | IBU | 0
4 | 1935 | 1935-08-31 | [19 empty] | 91777.3145 | 5643.1671 | 311.4095 | 19.1478 | 311.4095 | 19.1478
4 | 1935 | 1935-09-30 | [7 empty] | 1958.6935 | 1 | [10 empty] | 95974.2356 | 5710.8636 | 386.7321 | 23.0122 | 386.7321 | 23.0122
4 | 1935 | 1935-10-31 | [19 empty] | 96108.8003 | 5909.4998 | 839.3042 | 51.6068 | 839.3042 | 51.6068
4 | 1935 | 1935-11-30 | [19 empty] | 96609.4626 | 5748.6622 | 442.0624 | 26.3045 | 442.0624 | 13.1523
4 | 1935 | 1935-12-31 | [19 empty] | 0 | 0 | 18.9133 | 1.1629 | 0 | 0
3 | 1936 | 1936-04-30 | 3250 | 0 | 49.9358 | 1 | 0 | 0 | 0 | 4126.3887 | 1 | 0 | 205.4302 | 12.2239 | 427.2792 | 25.4249 | 1500 | 89.2562 | 108.0806 | UWFE | 0
3 | 1936 | 1936-05-31 | 5730.4502 | 0 | 50.768 | 1 | 0 | 0 | 0 | 4065.3789 | 1 | 0 | 284.6239 | 17.5008 | 2118.009 | 130.2313 | 1500 | 92.2314 | 166.0975 | UWFE | 0
3 | 1936 | 1936-06-30 | 7140.0508 | 0 | 50.7063 | 1 | 0 | 0 | 0 | 3872.5437 | 1 | 0 | 523.2095 | 31.1331 | 2337.2417 | 139.0755 | 1500 | 89.2562 | 174.3605 | UWFE | 0
3 | 1936 | 1936-07-31 | 10100.9551 | 0 | 50.7844 | 1 | 0 | 0 | 0 | 3405.3208 | 1 | 0 | 692.3971 | 42.5738 | 2537.3855 | 156.0178 | 1500 | 92.2314 | 191.5272 | IBU | 0
3 | 1936 | 1936-08-31 | [19 empty] | 90321.0078 | 5553.6223 | 354.9322 | 21.8239 | 354.9322 | 21.8239
3 | 1936 | 1936-09-30 | [7 empty] | 2909.5725 | 1 | [10 empty] | 95795.6445 | 5700.2367 | 0 | 0 | 0 | 0
3 | 1936 | 1936-10-31 | [19 empty] | 94201.2852 | 5792.2113 | 840.8682 | 51.703 | 840.8682 | 51.703
3 | 1936 | 1936-11-30 | [19 empty] | 94597.1748 | 5628.9228 | 1128.2206 | 67.1338 | 1128.2206 | 33.5669
3 | 1936 | 1936-12-31 | [19 empty] | 0 | 0 | 608.6764 | 37.4261 | 0 | 0
4 | 1937 | 1937-04-30 | 3250 | 0 | 51.1619 | 1 | 0 | 0 | 0 | 4047.5991 | 1 | 1 | 21.6228 | 1.2866 | 433.8087 | 25.8134 | 1500 | 89.2562 | 102.8062 | UWFE | 0
4 | 1937 | 1937-05-31 | 5043.8032 | 0 | 52.3628 | 1 | 0 | 0 | 0 | 4246.3125 | 1 | 1 | 298.0839 | 18.3285 | 2283.9185 | 140.4327 | 1500 | 92.2314 | 171.612 | UWFE | 0
4 | 1937 | 1937-06-30 | 7479.6577 | 0 | 52.6582 | 1 | 0 | 0 | 0 | 4074.0493 | 1 | 1 | 523.2274 | 31.1342 | 2560.5481 | 152.3632 | 1500 | 89.2562 | 181.0049 | IBU | 0
4 | 1937 | 1937-07-31 | 10615.4678 | 0 | 52.4044 | 1 | 0 | 0 | 0 | 3583.8875 | 1 | 1 | 624.2546 | 38.3839 | 2537.3855 | 156.0178 | 1500 | 92.2314 | 189.4322 | IBU | 0
4 | 1937 | 1937-08-31 | [19 empty] | 90408.666 | 5559.0122 | 565.9938 | 34.8016 | 565.9938 | 34.8016
4 | 1937 | 1937-09-30 | [7 empty] | 3016.5383 | 1 | [10 empty] | 94463.1523 | 5620.9479 | 479.2887 | 28.5197 | 479.2887 | 28.5197
4 | 1937 | 1937-10-31 | [19 empty] | 95507.4399 | 5872.5236 | 673.721 | 41.4255 | 673.721 | 41.4255
4 | 1937 | 1937-11-30 | [19 empty] | 91785.7744 | 5461.6329 | 0 | 0 | 0 | 0
4 | 1937 | 1937-12-31 | [19 empty] | 0 | 0 | 0 | 0 | 0 | 0
1 | 1938 | 1938-04-30 | 11215.0049 | 1 | 47.3544 | 1 | 5215.0049 | 310.3143 | 1 | 4058 | 1 | 0 | 40.1789 | 2.3908 | 377.0528 | 22.4362 | 1500 | 89.2562 | 101.6697 | UWFE | 0
1 | 1938 | 1938-05-31 | 8562.0957 | 1 | 50.2414 | 1 | 2562.0957 | 157.5371 | 1 | 4488.4585 | 1 | 0 | 664.7729 | 40.8753 | 2143.9324 | 131.8253 | 1500 | 92.2314 | 178.5817 | UWFE | 0
1 | 1938 | 1938-06-30 | 7901.6748 | 0 | 52.2985 | 1 | 0 | 0 | 0 | 4435.9438 | 1 | 0 | 1236.6031 | 73.583 | 2276.9829 | 135.4899 | 1500 | 89.2562 | 193.7926 | UWFE | 0
1 | 1938 | 1938-07-31 | 10626.4932 | 0 | 52.415 | 1 | 0 | 0 | 0 | 4015.3958 | 1 | 0 | 1349.9773 | 83.0069 | 2521.4749 | 155.0394 | 1500 | 92.2314 | 211.2546 | IBU | 0
1 | 1938 | 1938-08-31 | [19 empty] | 89530.1455 | 5504.9941 | 0 | 0 | 0 | 0
1 | 1938 | 1938-09-30 | [7 empty] | 3067.6685 | 1 | [10 empty] | 84308.3066 | 5016.6926 | 0 | 0 | 0 | 0
1 | 1938 | 1938-10-31 | [19 empty] | 94842.9639 | 5831.6665 | 48.3554 | 2.9733 | 48.3554 | 2.9733
1 | 1938 | 1938-11-30 | [19 empty] | 91290.8857 | 5432.1849 | 0 | 0 | 0 | 0
1 | 1938 | 1938-12-31 | [19 empty] | 0 | 0 | 0 | 0 | 0 | 0
3 | 1939 | 1939-04-30 | 5639.229 | 0 | 50.9941 | 1 | 0 | 0 | 0 | 3617.3884 | 1 | 0 | 605.5399 | 36.0321 | 578.7889 | 34.4403 | 1500 | 89.2562 | 124.4924 | UWFE | 0
3 | 1939 | 1939-05-31 | 10183.0283 | 1 | 50.974 | 1 | 4183.0283 | 257.2044 | 1 | 3339.7322 | 1 | 0 | 507.599 | 31.211 | 2184.0237 | 134.2904 | 1500 | 92.2314 | 174.9821 | IBU | 0
3 | 1939 | 1939-06-30 | 12354.2148 | 1 | 52.3855 | 1 | 2354.2148 | 140.0855 | 1 | 2944.5042 | 1 | 0 | 658.929 | 39.209 | 2679.3533 | 159.4326 | 1500 | 89.2562 | 188.577 | IBU | 0
3 | 1939 | 1939-07-31 | 16000 | 1 | 53.5164 | 0 | 0 | 0 | 0 | 2319.4109 | 1 | 0 | 718.1892 | 44.1597 | 2421.5117 | 148.893 | 1500 | 92.2314 | 188.7577 | IBU | 0
3 | 1939 | 1939-08-31 | [19 empty] | 85997.9141 | 5287.8056 | 3226.4531 | 198.3869 | 3226.4531 | 198.3869
3 | 1939 | 1939-09-30 | [7 empty] | 1819.9207 | 1 | [10 empty] | 94525.0498 | 5624.6311 | 1628.0061 | 96.8731 | 1628.0061 | 96.8731
3 | 1939 | 1939-10-31 | [19 empty] | 94233.896 | 5794.2164 | 1678.0692 | 103.1805 | 1678.0692 | 103.1805
3 | 1939 | 1939-11-30 | [19 empty] | 93849.5293 | 5584.4348 | 2018.9309 | 120.1347 | 2018.9309 | 60.0674
3 | 1939 | 1939-12-31 | [19 empty] | 0 | 0 | 1704.9424 | 104.8328 | 0 | 0
2 | 1940 | 1940-04-30 | 3250 | 0 | 50.9426 | 1 | 0 | 0 | 0 | 4211.5957 | 1 | 0 | 253.2779 | 15.0711 | 410.2022 | 24.4087 | 1500 | 89.2562 | 108.9961 | UWFE | 0
2 | 1940 | 1940-05-31 | 5750.9185 | 0 | 51.5146 | 1 | 0 | 0 | 0 | 4218.2231 | 1 | 0 | 465.7007 | 28.6348 | 1936.5457 | 119.0736 | 1500 | 92.2314 | 166.0856 | UWFE | 0
2 | 1940 | 1940-06-30 | 9764.6211 | 0 | 51.4421 | 1 | 0 | 0 | 0 | 3893.9165 | 1 | 0 | 885.6907 | 52.7023 | 2416.4163 | 143.7868 | 1500 | 89.2562 | 187.5007 | IBU | 0
2 | 1940 | 1940-07-31 | 15730.8037 | 1 | 51.38 | 1 | 3730.8037 | 229.3982 | 1 | 3200 | 1 | 0 | 981.2554 | 60.335 | 2562.8928 | 157.5861 | 1500 | 92.2314 | 201.192 | IBU | 0
2 | 1940 | 1940-08-31 | [19 empty] | 88462.9746 | 5439.3763 | 0 | 0 | 0 | 0
2 | 1940 | 1940-09-30 | [7 empty] | 2472.0696 | 1 | [10 empty] | 90576.1445 | 5389.6549 | 254.3345 | 15.134 | 254.3345 | 15.134
2 | 1940 | 1940-10-31 | [19 empty] | 93346.9336 | 5739.6792 | 785.3339 | 48.2883 | 785.3339 | 48.2883
2 | 1940 | 1940-11-30 | [19 empty] | 92458.0693 | 5501.6372 | 1105.5104 | 65.7824 | 1105.5104 | 32.8912
2 | 1940 | 1940-12-31 | [19 empty] | 0 | 0 | 0 | 0 | 0 | 0
1 | 1941 | 1941-04-30 | 13347.3867 | 1 | 47.1024 | 1 | 7347.3867 | 437.1999 | 1 | 4456 | 1 | 0 | 23.2961 | 1.3862 | 258.5183 | 15.3829 | 1500 | 89.2562 | 97.6408 | UWFE | 0
1 | 1941 | 1941-05-31 | 11196.6289 | 1 | 49.2716 | 1 | 5196.6289 | 319.5283 | 1 | 4552 | 1 | 0 | 416.0439 | 25.5815 | 1881.5819 | 115.694 | 1500 | 92.2314 | 162.8692 | UWFE | 0
1 | 1941 | 1941-06-30 | 7959.4507 | 0 | 51.4857 | 1 | 0 | 0 | 0 | 4473.5991 | 1 | 0 | 1200.7139 | 71.4474 | 2235.8164 | 133.0403 | 1500 | 89.2562 | 191.5001 | UWFE | 0
1 | 1941 | 1941-07-31 | 13357.7402 | 1 | 52.4571 | 1 | 1357.7402 | 83.4842 | 1 | 4107.0615 | 1 | 0 | 1380.1753 | 84.8637 | 2616.6782 | 160.8933 | 1500 | 92.2314 | 215.1099 | IBU | 0
1 | 1941 | 1941-08-31 | [19 empty] | 88126.1738 | 5418.6672 | 41.8712 | 2.5746 | 41.8712 | 2.5746
1 | 1941 | 1941-09-30 | [7 empty] | 3115.0088 | 1 | [10 empty] | 83265.2793 | 4954.6282 | 125.058 | 7.4415 | 125.058 | 7.4415
1 | 1941 | 1941-10-31 | [19 empty] | 93057.9199 | 5721.9085 | 404.5907 | 24.8773 | 404.5907 | 24.8773
1 | 1941 | 1941-11-30 | [19 empty] | 90006.7656 | 5355.7745 | 455.629 | 27.1118 | 455.629 | 13.5559
1 | 1941 | 1941-12-31 | [19 empty] | 0 | 0 | 0 | 0 | 0 | 0
1 | 1942 | 1942-04-30 | 3250 | 0 | 49.6966 | 1 | 0 | 0 | 0 | 4509.979 | 1 | 0 | 20.9692 | 1.2478 | 278.1066 | 16.5485 | 1500 | 89.2562 | 98.1543 | UWFE | 0
1 | 1942 | 1942-05-31 | 10224.1553 | 1 | 48.258 | 1 | 4224.1553 | 259.7332 | 1 | 4552 | 1 | 0 | 528.7356 | 32.5107 | 2076.0068 | 127.6487 | 1500 | 92.2314 | 172.3111 | UWFE | 0
1 | 1942 | 1942-06-30 | 7711.707 | 0 | 50.7208 | 1 | 0 | 0 | 0 | 4500 | 1 | 0 | 1239.5582 | 73.7588 | 2346.1777 | 139.6073 | 1500 | 89.2562 | 195.9393 | UWFE | 0
1 | 1942 | 1942-07-31 | 12291.9043 | 1 | 51.1292 | 1 | 291.9043 | 17.9485 | 1 | 3968.4211 | 1 | 0 | 1378.51 | 84.7613 | 2616.6782 | 160.8933 | 1500 | 92.2314 | 215.0587 | IBU | 0
1 | 1942 | 1942-08-31 | [19 empty] | 89122.7676 | 5479.9454 | 0 | 0 | 0 | 0
1 | 1942 | 1942-09-30 | [7 empty] | 2988.8579 | 1 | [10 empty] | 83557.9609 | 4972.044 | 0 | 0 | 0 | 0
1 | 1942 | 1942-10-31 | [19 empty] | 91981.8252 | 5655.742 | 1127.2537 | 69.3121 | 1127.2537 | 69.3121
1 | 1942 | 1942-11-30 | [19 empty] | 90870.3604 | 5407.1619 | 1237.8724 | 73.6585 | 1237.8724 | 36.8293
1 | 1942 | 1942-12-31 | [19 empty] | 0 | 0 | 0 | 0 | 0 | 0
1 | 1943 | 1943-04-30 | 3750.5979 | 0 | 50.0219 | 1 | 0 | 0 | 0 | 4552 | 1 | 0 | 242.1598 | 14.4095 | 409.7 | 24.3788 | 1500 | 89.2562 | 108.6504 | UWFE | 0
1 | 1943 | 1943-05-31 | 7166.1421 | 1 | 50.6322 | 1 | 1166.1421 | 71.7033 | 1 | 4552 | 1 | 0 | 758.1062 | 46.6141 | 2288.5784 | 140.7192 | 1500 | 92.2314 | 185.8981 | UWFE | 0
1 | 1943 | 1943-06-30 | 8327.5449 | 0 | 50.9354 | 1 | 0 | 0 | 0 | 4340.3306 | 1 | 0 | 855.9166 | 50.9306 | 2263.261 | 134.6734 | 1500 | 89.2562 | 182.0582 | UWFE | 0
1 | 1943 | 1943-07-31 | 16000 | 1 | 50.8746 | 1 | 4000 | 245.9504 | 1 | 3628.5266 | 1 | 0 | 941.1246 | 57.8675 | 2607.4685 | 160.327 | 1500 | 92.2314 | 201.3286 | IBU | 0
1 | 1943 | 1943-08-31 | [19 empty] | 88574.7412 | 5446.2486 | 301.3545 | 18.5296 | 301.3545 | 18.5296
1 | 1943 | 1943-09-30 | [7 empty] | 2551.4565 | 1 | [10 empty] | 83754.3652 | 4983.7308 | 0 | 0 | 0 | 0
1 | 1943 | 1943-10-31 | [19 empty] | 91470.8174 | 5624.3213 | 1550.2404 | 95.3206 | 1550.2404 | 95.3206
1 | 1943 | 1943-11-30 | [19 empty] | 89086.3047 | 5301.0033 | 2815.1504 | 167.5131 | 2815.1504 | 83.7565
1 | 1943 | 1943-12-31 | [19 empty] | 0 | 0 | 40.2526 | 2.475 | 0 | 0
4 | 1944 | 1944-04-30 | 3250 | 0 | 50.6062 | 1 | 0 | 0 | 0 | 3187.7554 | 1 | 1 | 104.063 | 6.1922 | 468.9672 | 27.9055 | 653.1499 | 38.8651 | 55.9139 | UWFE | 0
4 | 1944 | 1944-05-31 | 5285.6045 | 0 | 51.9306 | 1 | 0 | 0 | 0 | 3183.9851 | 1 | 1 | 20.6807 | 1.2716 | 2024.6851 | 124.493 | 1042.1973 | 64.0822 | 126.9645 | UWFE | 0
4 | 1944 | 1944-06-30 | 9979.6836 | 0 | 51.4312 | 1 | 0 | 0 | 0 | 2883.6287 | 1 | 1 | 231.6128 | 13.7819 | 2655.6514 | 158.0222 | 1500 | 89.2562 | 175.1583 | IBU | 0
4 | 1944 | 1944-07-31 | 11936.8037 | 0 | 53.4744 | 1 | 0 | 0 | 0 | 2455.5315 | 1 | 1 | 264.6837 | 16.2748 | 2538.0757 | 156.0602 | 1500 | 92.2314 | 178.3989 | IBU | 0
4 | 1944 | 1944-08-31 | [19 empty] | 91194.1172 | 5607.3077 | 1479.6511 | 90.9802 | 1479.6511 | 90.9802
4 | 1944 | 1944-09-30 | [7 empty] | 2136.832 | 1 | [10 empty] | 95026.6343 | 5654.4774 | 1451.7377 | 86.3844 | 1451.7377 | 86.3844
4 | 1944 | 1944-10-31 | [19 empty] | 94521.0581 | 5811.8733 | 1521.927 | 93.5796 | 1521.927 | 93.5796
4 | 1944 | 1944-11-30 | [19 empty] | 96749 | 5756.9653 | 0 | 0 | 0 | 0
4 | 1944 | 1944-12-31 | [19 empty] | 0 | 0 | 2511.2678 | 154.4118 | 0 | 0
3 | 1945 | 1945-04-30 | 3250 | 0 | 50.6697 | 1 | 0 | 0 | 0 | 4155.4067 | 1 | 0 | 245.7053 | 14.6205 | 453.397 | 26.979 | 1303.2493 | 77.5487 | 98.3485 | UWFE | 0
3 | 1945 | 1945-05-31 | 4815.7119 | 0 | 50.9828 | 1 | 0 | 0 | 0 | 4312.3994 | 1 | 0 | 419.0883 | 25.7687 | 2006.5386 | 123.3772 | 1448.3042 | 89.0528 | 163.6257 | UWFE | 0
3 | 1945 | 1945-06-30 | 8762.8174 | 0 | 50.982 | 1 | 0 | 0 | 0 | 4079.3799 | 1 | 0 | 584.3591 | 34.7718 | 2486.4326 | 147.953 | 1500 | 89.2562 | 180.6186 | IBU | 0
3 | 1945 | 1945-07-31 | 13865.9258 | 1 | 50.8347 | 1 | 1865.9258 | 114.7313 | 1 | 3470.7292 | 1 | 0 | 726.7673 | 44.6872 | 2632.5889 | 161.8716 | 1500 | 92.2314 | 195.5108 | IBU | 0
3 | 1945 | 1945-08-31 | [19 empty] | 90106.1162 | 5540.4091 | 465.3352 | 28.6123 | 465.3352 | 28.6123
3 | 1945 | 1945-09-30 | [7 empty] | 2950.8347 | 1 | [10 empty] | 94362.6147 | 5614.9655 | 334.2428 | 19.8888 | 334.2428 | 19.8888
3 | 1945 | 1945-10-31 | [19 empty] | 94737.2158 | 5825.1643 | 526.3936 | 32.3667 | 526.3936 | 32.3667
3 | 1945 | 1945-11-30 | [19 empty] | 93731.1704 | 5577.392 | 697.8735 | 41.5264 | 697.8735 | 20.7632
3 | 1945 | 1945-12-31 | [19 empty] | 0 | 0 | 0 | 0 | 0 | 0
2 | 1946 | 1946-04-30 | 4076.0847 | 0 | 48.8389 | 1 | 0 | 0 | 0 | 4552 | 1 | 0 | 571.7728 | 34.0228 | 546.8182 | 32.5379 | 1500 | 89.2562 | 122.5366 | UWFE | 0
2 | 1946 | 1946-05-31 | 7674.5024 | 1 | 48.6904 | 1 | 1674.5024 | 102.9611 | 1 | 4470.8901 | 1 | 0 | 870.653 | 53.5344 | 2245.0334 | 138.0417 | 1500 | 92.2314 | 188.0195 | UWFE | 0
2 | 1946 | 1946-06-30 | 10991.0703 | 1 | 49.0016 | 1 | 991.0703 | 58.9728 | 1 | 4054.7852 | 1 | 0 | 864.2981 | 51.4293 | 2675.0896 | 159.1789 | 1500 | 89.2562 | 194.5603 | IBU | 0
2 | 1946 | 1946-07-31 | 16000 | 1 | 49.4936 | 1 | 4000 | 245.9504 | 1 | 3315.6355 | 1 | 0 | 929.8784 | 57.176 | 2527.7539 | 155.4255 | 1500 | 92.2314 | 198.5322 | IBU | 0
2 | 1946 | 1946-08-31 | [19 empty] | 88284.5977 | 5428.4083 | 0 | 0 | 0 | 0
2 | 1946 | 1946-09-30 | [7 empty] | 2524.6172 | 1 | [10 empty] | 88618.8271 | 5273.1864 | 0 | 0 | 0 | 0
2 | 1946 | 1946-10-31 | [19 empty] | 91926.4023 | 5652.3342 | 1148.6481 | 70.6276 | 1148.6481 | 70.6276
2 | 1946 | 1946-11-30 | [19 empty] | 91705.3271 | 5456.8459 | 1644.782 | 97.8713 | 1644.782 | 48.9357
2 | 1946 | 1946-12-31 | [19 empty] | 0 | 0 | 0 | 0 | 0 | 0
4 | 1947 | 1947-04-30 | 3250 | 0 | 51.9924 | 1 | 0 | 0 | 0 | 3389.9932 | 1 | 1 | 210.8019 | 12.5436 | 467.4604 | 27.8158 | 1500 | 89.2562 | 109.4359 | UWFE | 0
4 | 1947 | 1947-05-31 | 8656.3467 | 1 | 50.6873 | 1 | 2656.3467 | 163.3324 | 1 | 3099.4897 | 1 | 1 | 304.6068 | 18.7295 | 2205.6235 | 135.6185 | 1500 | 92.2314 | 169.4054 | IBU | 163.3324
4 | 1947 | 1947-06-30 | 10092.335 | 1 | 51.8953 | 1 | 92.335 | 5.4943 | 1 | 2880.8298 | 1 | 1 | 355.6331 | 21.1616 | 2534.7493 | 150.8281 | 1500 | 89.2562 | 175.251 | IBU | 5.4943
4 | 1947 | 1947-07-31 | 13768.3623 | 1 | 53.4525 | 1 | 1768.3623 | 108.7324 | 1 | 2415.1191 | 1 | 1 | 438.7327 | 26.9766 | 2538.0757 | 156.0602 | 1500 | 92.2314 | 183.7498 | IBU | 108.7324
4 | 1947 | 1947-08-31 | [19 empty] | 90847.5518 | 5585.9982 | 1509.7136 | 92.8287 | 1509.7136 | 92.8287
4 | 1947 | 1947-09-30 | [7 empty] | 1968.9127 | 1 | [10 empty] | 94272.1274 | 5609.5811 | 1350.3022 | 80.3486 | 1350.3022 | 80.3486
4 | 1947 | 1947-10-31 | [19 empty] | 96632.9336 | 5941.7275 | 1046.6112 | 64.3536 | 1046.6112 | 64.3536
4 | 1947 | 1947-11-30 | [19 empty] | 96749 | 5756.9653 | 1013.9701 | 60.3354 | 1013.9701 | 30.1677
4 | 1947 | 1947-12-31 | [19 empty] | 0 | 0 | 1615.0374 | 99.3048 | 0 | 0
3 | 1948 | 1948-04-30 | 3250 | 0 | 49.8796 | 1 | 0 | 0 | 0 | 4304.8442 | 1 | 0 | 46.9189 | 2.7919 | 211.8076 | 12.6034 | 1500 | 89.2562 | 96.9538 | UWFE | 0
3 | 1948 | 1948-05-31 | 9188.4805 | 1 | 49.2702 | 1 | 3188.4805 | 196.052 | 1 | 4552 | 1 | 0 | 414.7917 | 25.5046 | 1547.1708 | 95.1318 | 1500 | 92.2314 | 152.5496 | UWFE | 0
3 | 1948 | 1948-06-30 | 8322.8652 | 0 | 51.373 | 1 | 0 | 0 | 0 | 4500 | 1 | 0 | 739.4797 | 44.0021 | 2358.4155 | 140.3355 | 1500 | 89.2562 | 181.425 | UWFE | 0
3 | 1948 | 1948-07-31 | 12203.6953 | 1 | 51.6793 | 1 | 203.6953 | 12.5247 | 1 | 3932.4302 | 1 | 0 | 1057.1549 | 65.0019 | 2632.5889 | 161.8716 | 1500 | 92.2314 | 205.6682 | IBU | 0
3 | 1948 | 1948-08-31 | [19 empty] | 90274.7529 | 5550.7782 | 181.0285 | 11.131 | 181.0285 | 11.131
3 | 1948 | 1948-09-30 | [7 empty] | 3400 | 1 | [10 empty] | 94375.8257 | 5615.7516 | 0 | 0 | 0 | 0
3 | 1948 | 1948-10-31 | [19 empty] | 93532.6089 | 5751.096 | 756.6262 | 46.5231 | 756.6262 | 46.5231
3 | 1948 | 1948-11-30 | [19 empty] | 95683.0312 | 5693.5357 | 1042.5563 | 62.0364 | 1042.5563 | 31.0182
3 | 1948 | 1948-12-31 | [19 empty] | 0 | 0 | 1411.7911 | 86.8077 | 0 | 0
4 | 1949 | 1949-04-30 | 3250 | 0 | 51.6989 | 1 | 0 | 0 | 0 | 4435.8999 | 1 | 1 | 261.8059 | 15.5785 | 454.9038 | 27.0687 | 1500 | 89.2562 | 110.5798 | UWFE | 0
4 | 1949 | 1949-05-31 | 6600.4927 | 1 | 50.5308 | 1 | 600.4927 | 36.9229 | 1 | 4429.8804 | 1 | 1 | 565.0432 | 34.7431 | 2066.1624 | 127.0434 | 1500 | 92.2314 | 173.1247 | UWFE | 0
4 | 1949 | 1949-06-30 | 9891.2217 | 0 | 51.3591 | 1 | 0 | 0 | 0 | 4039.3413 | 1 | 1 | 696.9446 | 41.4711 | 2712.6807 | 161.4157 | 1500 | 89.2562 | 190.6996 | IBU | 0
4 | 1949 | 1949-07-31 | 14543.4053 | 1 | 50.8896 | 1 | 2543.4053 | 156.3879 | 1 | 3385.6567 | 1 | 1 | 761.8835 | 46.8464 | 2538.0757 | 156.0602 | 1500 | 92.2314 | 193.6847 | IBU | 156.3879
4 | 1949 | 1949-08-31 | [19 empty] | 90977.3701 | 5593.9804 | 2030.7351 | 124.865 | 2030.7351 | 124.865
4 | 1949 | 1949-09-30 | [7 empty] | 3001.7329 | 1 | [10 empty] | 94939.002 | 5649.2629 | 1015.7755 | 60.4428 | 1015.7755 | 60.4428
4 | 1949 | 1949-10-31 | [19 empty] | 93926.5708 | 5775.3197 | 1726.7583 | 106.1742 | 1726.7583 | 106.1742
4 | 1949 | 1949-11-30 | [19 empty] | 93878.3037 | 5586.147 | 814.2058 | 48.4486 | 814.2058 | 24.2243
4 | 1949 | 1949-12-31 | [19 empty] | 0 | 0 | 1528.5476 | 93.9867 | 0 | 0
4 | 1950 | 1950-04-30 | 3250 | 0 | 51.199 | 1 | 0 | 0 | 0 | 4233.7075 | 1 | 1 | 269.7053 | 16.0486 | 500.6099 | 29.7884 | 1500 | 89.2562 | 112.1747 | UWFE | 0
4 | 1950 | 1950-05-31 | 6396.6948 | 1 | 50.9867 | 1 | 396.6948 | 24.3918 | 1 | 4172.8188 | 1 | 1 | 221.0393 | 13.5912 | 2273.5491 | 139.7951 | 1500 | 92.2314 | 168.9245 | UWFE | 0
4 | 1950 | 1950-06-30 | 8106.1187 | 0 | 51.3961 | 1 | 0 | 0 | 0 | 3898.8838 | 1 | 1 | 433.4818 | 25.794 | 2603.5125 | 154.9197 | 1500 | 89.2562 | 179.6131 | IBU | 0
4 | 1950 | 1950-07-31 | 9670.4365 | 0 | 52.2543 | 1 | 0 | 0 | 0 | 3515.8723 | 1 | 1 | 482.35 | 29.6585 | 2632.5889 | 161.8716 | 1500 | 92.2314 | 187.9965 | IBU | 0
4 | 1950 | 1950-08-31 | [19 empty] | 90741.2334 | 5579.461 | 437.0708 | 26.8744 | 437.0708 | 26.8744
4 | 1950 | 1950-09-30 | [7 empty] | 3133.936 | 1 | [10 empty] | 95235.519 | 5666.9069 | 0 | 0 | 0 | 0
4 | 1950 | 1950-10-31 | [19 empty] | 91664.6934 | 5636.2423 | 1385.6233 | 85.1987 | 1385.6233 | 85.1987
4 | 1950 | 1950-11-30 | [19 empty] | 88639.3223 | 5274.406 | 0 | 0 | 0 | 0
4 | 1950 | 1950-12-31 | [19 empty] | 0 | 0 | 0 | 0 | 0 | 0
2 | 1951 | 1951-04-30 | 3250 | 0 | 50.0263 | 1 | 0 | 0 | 0 | 4516.4619 | 1 | 0 | 285.896 | 17.012 | 523.7141 | 31.1632 | 870.4789 | 51.7971 | 75.8847 | UWFE | 0
2 | 1951 | 1951-05-31 | 6537.2441 | 1 | 50.0782 | 1 | 537.2441 | 33.0339 | 1 | 4552 | 1 | 0 | 725.9411 | 44.6364 | 1961.9442 | 120.6352 | 1500 | 92.2314 | 174.8672 | UWFE | 0
2 | 1951 | 1951-06-30 | 10659.2461 | 1 | 49.9268 | 1 | 659.2461 | 39.2279 | 1 | 4123.9614 | 1 | 0 | 977.7628 | 58.1809 | 2422.4946 | 144.1484 | 1500 | 89.2562 | 190.4209 | IBU | 0
2 | 1951 | 1951-07-31 | 16000 | 1 | 50.0006 | 1 | 4000 | 245.9504 | 1 | 3378.9827 | 1 | 0 | 1073.9122 | 66.0323 | 2562.8928 | 157.5861 | 1500 | 92.2314 | 204.0406 | IBU | 0
2 | 1951 | 1951-08-31 | [19 empty] | 88694.9902 | 5453.6424 | 0 | 0 | 0 | 0
2 | 1951 | 1951-09-30 | [7 empty] | 2661.9062 | 1 | [10 empty] | 90025.668 | 5356.8993 | 0 | 0 | 0 | 0
2 | 1951 | 1951-10-31 | [19 empty] | 92899.103 | 5712.1432 | 951.9967 | 58.536 | 951.9967 | 58.536
2 | 1951 | 1951-11-30 | [19 empty] | 91653.6699 | 5453.7721 | 1099.9492 | 65.4515 | 1099.9492 | 32.7258
2 | 1951 | 1951-12-31 | [19 empty] | 0 | 0 | 0 | 0 | 0 | 0
1 | 1952 | 1952-04-30 | 16481.4199 | 1 | 46.812 | 1 | 10481.4199 | 623.6878 | 1 | 4290 | 1 | 0 | 93.1022 | 5.54 | 430.7951 | 25.6341 | 1500 | 89.2562 | 104.8432 | UWFE | 0
1 | 1952 | 1952-05-31 | 7205.1543 | 1 | 49.9088 | 1 | 1205.1543 | 74.102 | 1 | 4552 | 1 | 0 | 740.7537 | 45.5472 | 2298.9478 | 141.3568 | 1500 | 92.2314 | 185.6834 | UWFE | 0
1 | 1952 | 1952-06-30 | 6688.2456 | 0 | 51.4966 | 1 | 0 | 0 | 0 | 4500 | 1 | 0 | 1056.9393 | 62.8923 | 2224.6392 | 132.3752 | 1500 | 89.2562 | 186.8899 | UWFE | 0
1 | 1952 | 1952-07-31 | 9808.5918 | 0 | 52.4523 | 1 | 0 | 0 | 0 | 4145.5332 | 1 | 0 | 1272.6998 | 78.2553 | 2503.0557 | 153.9069 | 1500 | 92.2314 | 208.3125 | UWFE | 0
1 | 1952 | 1952-08-31 | [19 empty] | 88187.665 | 5422.4482 | 0 | 0 | 0 | 0
1 | 1952 | 1952-09-30 | [7 empty] | 3316.7529 | 1 | [10 empty] | 87814.3584 | 5225.3172 | 38.3109 | 2.2797 | 38.3109 | 2.2797
1 | 1952 | 1952-10-31 | [19 empty] | 92103.1167 | 5663.1999 | 203.0086 | 12.4825 | 203.0086 | 12.4825
1 | 1952 | 1952-11-30 | [19 empty] | 89899.2256 | 5349.3754 | 736.8885 | 43.8479 | 736.8885 | 21.924
1 | 1952 | 1952-12-31 | [19 empty] | 0 | 0 | 0 | 0 | 0 | 0
1 | 1953 | 1953-04-30 | 5435.791 | 0 | 48.9836 | 1 | 0 | 0 | 0 | 4552 | 1 | 0 | 445.4772 | 26.5077 | 432.8041 | 25.7536 | 1500 | 89.2562 | 115.3869 | UWFE | 0
1 | 1953 | 1953-05-31 | 9500.9639 | 1 | 48.5261 | 1 | 3500.9639 | 215.2659 | 1 | 4552 | 1 | 0 | 730.5885 | 44.9221 | 2213.4006 | 136.0967 | 1500 | 92.2314 | 182.7408 | UWFE | 0
1 | 1953 | 1953-06-30 | 8763.9053 | 0 | 50.4203 | 1 | 0 | 0 | 0 | 4500 | 1 | 0 | 1097.9736 | 65.334 | 2273.6465 | 135.2914 | 1500 | 89.2562 | 189.5689 | UWFE | 0
1 | 1953 | 1953-07-31 | 14905.9033 | 1 | 51.295 | 1 | 2905.9033 | 178.677 | 1 | 3867.5134 | 1 | 0 | 1282.4961 | 78.8576 | 2616.6782 | 160.8933 | 1500 | 92.2314 | 212.1068 | IBU | 0
1 | 1953 | 1953-08-31 | [19 empty] | 89655.0713 | 5512.6755 | 19.6381 | 1.2075 | 19.6381 | 1.2075
1 | 1953 | 1953-09-30 | [7 empty] | 3007.0503 | 1 | [10 empty] | 85167.9883 | 5067.8472 | 0 | 0 | 0 | 0
1 | 1953 | 1953-10-31 | [19 empty] | 90385.585 | 5557.593 | 1224.5797 | 75.2965 | 1224.5797 | 75.2965
1 | 1953 | 1953-11-30 | [19 empty] | 88062.6611 | 5240.0922 | 1707.2793 | 101.5902 | 1707.2793 | 50.7951
1 | 1953 | 1953-12-31 | [19 empty] | 0 | 0 | 98.7508 | 6.0719 | 0 | 0
2 | 1954 | 1954-04-30 | 10966.7246 | 1 | 48.7392 | 1 | 4966.7246 | 295.5406 | 1 | 4546 | 1 | 0 | 33.8696 | 2.0154 | 347.9214 | 20.7028 | 1500 | 89.2562 | 100.6153 | UWFE | 0
2 | 1954 | 1954-05-31 | 7140.4268 | 1 | 50.8273 | 1 | 1140.4268 | 70.1221 | 1 | 4520.7495 | 1 | 0 | 705.2218 | 43.3624 | 2247.1011 | 138.1689 | 1500 | 92.2314 | 182.997 | UWFE | 0
2 | 1954 | 1954-06-30 | 10288.1543 | 1 | 50.714 | 1 | 288.1543 | 17.1464 | 1 | 4172.916 | 1 | 0 | 1051.8853 | 62.5915 | 2396.1545 | 142.5811 | 1500 | 89.2562 | 191.8425 | IBU | 0
2 | 1954 | 1954-07-31 | 16000 | 1 | 51.3267 | 1 | 4000 | 245.9504 | 1 | 3484.4351 | 1 | 0 | 1187.8694 | 73.0392 | 2562.8928 | 157.5861 | 1500 | 92.2314 | 207.5441 | IBU | 0
2 | 1954 | 1954-08-31 | [19 empty] | 89107.3271 | 5478.996 | 0 | 0 | 0 | 0
2 | 1954 | 1954-09-30 | [7 empty] | 2910.6812 | 1 | [10 empty] | 89705.001 | 5337.8182 | 0 | 0 | 0 | 0
2 | 1954 | 1954-10-31 | [19 empty] | 92851.604 | 5709.2226 | 798.4457 | 49.0945 | 798.4457 | 49.0945
2 | 1954 | 1954-11-30 | [19 empty] | 92153.2515 | 5483.4993 | 832.2526 | 49.5225 | 832.2526 | 24.7612
2 | 1954 | 1954-12-31 | [19 empty] | 0 | 0 | 0 | 0 | 0 | 0
4 | 1955 | 1955-04-30 | 3250 | 0 | 50.4513 | 1 | 0 | 0 | 0 | 3900.9666 | 1 | 1 | 222.8969 | 13.2633 | 466.9581 | 27.7859 | 1500 | 89.2562 | 109.7808 | UWFE | 0
4 | 1955 | 1955-05-31 | 5268.8193 | 0 | 51.6167 | 1 | 0 | 0 | 0 | 4019.9189 | 1 | 1 | 365.3899 | 22.4669 | 2265.772 | 139.3169 | 1486.1831 | 91.3818 | 172.2738 | UWFE | 0
4 | 1955 | 1955-06-30 | 9586.7441 | 0 | 51.2535 | 1 | 0 | 0 | 0 | 3710.1033 | 1 | 1 | 444.3331 | 26.4397 | 2712.6807 | 161.4157 | 1500 | 89.2562 | 183.1839 | IBU | 0
4 | 1955 | 1955-07-31 | 14380.9561 | 1 | 51.8714 | 1 | 2380.9561 | 146.3993 | 1 | 3124.1541 | 1 | 1 | 487.4453 | 29.9718 | 2538.0757 | 156.0602 | 1500 | 92.2314 | 185.2474 | IBU | 146.3993
4 | 1955 | 1955-08-31 | [19 empty] | 91467.54 | 5624.1198 | 1565.8888 | 96.2827 | 1565.8888 | 96.2827
4 | 1955 | 1955-09-30 | [7 empty] | 2864.9436 | 1 | [10 empty] | 95723.1929 | 5695.9255 | 813.699 | 48.4185 | 813.699 | 48.4185
4 | 1955 | 1955-10-31 | [19 empty] | 94019.6997 | 5781.046 | 1413.0873 | 86.8874 | 1413.0873 | 86.8874
4 | 1955 | 1955-11-30 | [19 empty] | 96749 | 5756.9653 | 1431.4788 | 85.1789 | 1431.4788 | 42.5895
4 | 1955 | 1955-12-31 | [19 empty] | 0 | 0 | 0 | 0 | 0 | 0
1 | 1956 | 1956-04-30 | 3250 | 0 | 49.8951 | 1 | 0 | 0 | 0 | 4525.9761 | 1 | 0 | 274.4471 | 16.3307 | 472.9853 | 28.1446 | 1500 | 89.2562 | 111.4939 | UWFE | 0
1 | 1956 | 1956-05-31 | 9877.4131 | 1 | 47.8752 | 1 | 3877.4131 | 238.4128 | 1 | 4552 | 1 | 0 | 735.6575 | 45.2338 | 2024.1602 | 124.4608 | 1500 | 92.2314 | 177.0787 | UWFE | 0
1 | 1956 | 1956-06-30 | 7543.416 | 0 | 50.0897 | 1 | 0 | 0 | 0 | 4426.123 | 1 | 0 | 1099.931 | 65.4504 | 2200.5312 | 130.9407 | 1500 | 89.2562 | 187.4518 | UWFE | 0
1 | 1956 | 1956-07-31 | 11823.9668 | 0 | 50.2826 | 1 | 0 | 0 | 0 | 3905.5474 | 1 | 0 | 1282.6154 | 78.8649 | 2616.6782 | 160.8933 | 1500 | 92.2314 | 212.1105 | IBU | 0
1 | 1956 | 1956-08-31 | [19 empty] | 90474.1582 | 5563.0391 | 0 | 0 | 0 | 0
1 | 1956 | 1956-09-30 | [7 empty] | 3055.8276 | 1 | [10 empty] | 84431.8018 | 5024.0411 | 0 | 0 | 0 | 0
1 | 1956 | 1956-10-31 | [19 empty] | 92823.0757 | 5707.4685 | 524.9938 | 32.2806 | 524.9938 | 32.2806
1 | 1956 | 1956-11-30 | [19 empty] | 87816.9082 | 5225.4689 | 630.5883 | 37.5226 | 630.5883 | 18.7613
1 | 1956 | 1956-12-31 | [19 empty] | 0 | 0 | 0 | 0 | 0 | 0
2 | 1957 | 1957-04-30 | 3250 | 0 | 51.2174 | 1 | 0 | 0 | 0 | 4535.7544 | 1 | 0 | 473.61 | 28.1818 | 459.4242 | 27.3376 | 1500 | 89.2562 | 117.0159 | UWFE | 0
2 | 1957 | 1957-05-31 | 10383.7988 | 1 | 50.1161 | 1 | 4383.7988 | 269.5493 | 1 | 4552 | 1 | 0 | 717.7584 | 44.1332 | 2044.8989 | 125.7359 | 1500 | 92.2314 | 177.166 | UWFE | 0
2 | 1957 | 1957-06-30 | 9041.2539 | 0 | 52.2485 | 1 | 0 | 0 | 0 | 4290.394 | 1 | 0 | 866.6025 | 51.5664 | 2422.4946 | 144.1484 | 1500 | 89.2562 | 187.1136 | IBU | 0
2 | 1957 | 1957-07-31 | 16000 | 1 | 51.8162 | 1 | 4000 | 245.9504 | 1 | 3601.6663 | 1 | 0 | 947.8796 | 58.2828 | 2467.6895 | 151.7323 | 1500 | 92.2314 | 197.239 | IBU | 0
2 | 1957 | 1957-08-31 | [19 empty] | 89621.124 | 5510.5881 | 972.9947 | 59.8271 | 972.9947 | 59.8271
2 | 1957 | 1957-09-30 | [7 empty] | 3041.053 | 1 | [10 empty] | 90649.2773 | 5394.0066 | 579.7745 | 34.499 | 579.7745 | 34.499
2 | 1957 | 1957-10-31 | [19 empty] | 94373.6128 | 5802.8073 | 1307.7252 | 80.4089 | 1307.7252 | 80.4089
2 | 1957 | 1957-11-30 | [19 empty] | 91059.4033 | 5418.4108 | 2291.8242 | 136.373 | 2291.8242 | 68.1865
2 | 1957 | 1957-12-31 | [19 empty] | 0 | 0 | 0 | 0 | 0 | 0
1 | 1958 | 1958-04-30 | 11542.2393 | 1 | 47.7729 | 1 | 5542.2393 | 329.7861 | 1 | 4173 | 1 | 0 | 28.5275 | 1.6975 | 286.1428 | 17.0267 | 1500 | 89.2562 | 98.6183 | UWFE | 0
1 | 1958 | 1958-05-31 | 6985.3262 | 1 | 51.3851 | 1 | 985.3262 | 60.5853 | 1 | 4552 | 1 | 0 | 454.2844 | 27.9329 | 1943.7979 | 119.5195 | 1500 | 92.2314 | 165.9576 | UWFE | 0
1 | 1958 | 1958-06-30 | 8232.1523 | 0 | 51.6816 | 1 | 0 | 0 | 0 | 4500 | 1 | 0 | 1154.1927 | 68.6792 | 2269.7261 | 135.0581 | 1500 | 89.2562 | 191.1249 | UWFE | 0
1 | 1958 | 1958-07-31 | 12357.0049 | 1 | 52.2247 | 1 | 357.0049 | 21.9514 | 1 | 4105.7368 | 1 | 0 | 1329.9095 | 81.773 | 2552.2114 | 156.9294 | 1500 | 92.2314 | 211.5826 | IBU | 0
1 | 1958 | 1958-08-31 | [19 empty] | 87940.8721 | 5407.2735 | 0 | 0 | 0 | 0
1 | 1958 | 1958-09-30 | [7 empty] | 3174.582 | 1 | [10 empty] | 84527.9521 | 5029.7624 | 0 | 0 | 0 | 0
1 | 1958 | 1958-10-31 | [19 empty] | 92967.8687 | 5716.3714 | 50.6989 | 3.1174 | 50.6989 | 3.1174
1 | 1958 | 1958-11-30 | [19 empty] | 88886.126 | 5289.0918 | 1516.7578 | 90.2534 | 1516.7578 | 45.1267
1 | 1958 | 1958-12-31 | [19 empty] | 0 | 0 | 0 | 0 | 0 | 0
3 | 1959 | 1959-04-30 | 4176.9141 | 0 | 52.521 | 1 | 0 | 0 | 0 | 4402.9878 | 1 | 0 | 220.1043 | 13.0971 | 554.8545 | 33.0161 | 1474.0967 | 87.7148 | 110.7715 | UWFE | 0
3 | 1959 | 1959-05-31 | 8032.0801 | 1 | 51.6039 | 1 | 2032.0801 | 124.9477 | 1 | 4231.4053 | 1 | 0 | 634.8976 | 39.0383 | 2338.3577 | 143.78 | 1500 | 92.2314 | 183.6406 | UWFE | 0
3 | 1959 | 1959-06-30 | 12238.9375 | 1 | 51.9429 | 1 | 2238.9375 | 133.226 | 1 | 3758.0562 | 1 | 0 | 756.1251 | 44.9926 | 2677.3357 | 159.3125 | 1500 | 89.2562 | 191.4088 | IBU | 0
3 | 1959 | 1959-07-31 | 16000 | 1 | 52.9363 | 1 | 4000 | 245.9504 | 1 | 3122.5605 | 1 | 0 | 824.8505 | 50.7181 | 2537.3855 | 156.0178 | 1500 | 92.2314 | 195.5993 | IBU | 0
3 | 1959 | 1959-08-31 | [19 empty] | 87769.9443 | 5396.7635 | 580.9988 | 35.7242 | 580.9988 | 35.7242
3 | 1959 | 1959-09-30 | [7 empty] | 2777.2996 | 1 | [10 empty] | 94751.3535 | 5638.0971 | 162.4661 | 9.6674 | 162.4661 | 9.6674
3 | 1959 | 1959-10-31 | [19 empty] | 93413.3604 | 5743.7636 | 1540.0111 | 94.6916 | 1540.0111 | 94.6916
3 | 1959 | 1959-11-30 | [19 empty] | 92727.7559 | 5517.6846 | 1347.0541 | 80.1553 | 1347.0541 | 40.0776
3 | 1959 | 1959-12-31 | [19 empty] | 0 | 0 | 2025.1993 | 124.5247 | 0 | 0
4 | 1960 | 1960-04-30 | 7127.0625 | 1 | 49.9112 | 1 | 1127.0625 | 67.0649 | 1 | 4172.9888 | 1 | 1 | 16.4874 | 0.98107 | 466.4559 | 27.7561 | 1500 | 89.2562 | 103.6248 | UWFE | 0
4 | 1960 | 1960-05-31 | 4957.1445 | 0 | 52.5273 | 1 | 0 | 0 | 0 | 4264.8516 | 1 | 1 | 320.0725 | 19.6805 | 2099.8628 | 129.1155 | 998.0752 | 61.3693 | 135.7673 | UWFE | 0
4 | 1960 | 1960-06-30 | 13233.9727 | 1 | 51.4405 | 1 | 3233.9727 | 192.4347 | 1 | 3735.5588 | 1 | 1 | 457.7018 | 27.2352 | 2712.6807 | 161.4157 | 1500 | 89.2562 | 183.5816 | IBU | 183.5816
4 | 1960 | 1960-07-31 | 13995.5498 | 1 | 52.786 | 1 | 1995.5498 | 122.7016 | 1 | 3174.9954 | 1 | 1 | 499.181 | 30.6934 | 2441.2615 | 150.1073 | 1500 | 92.2314 | 182.6318 | IBU | 122.7016
4 | 1960 | 1960-08-31 | [19 empty] | 90376.2197 | 5557.0171 | 1283.535 | 78.9215 | 1283.535 | 78.9215
4 | 1960 | 1960-09-30 | [7 empty] | 2747.3599 | 1 | [10 empty] | 93859.9321 | 5585.0538 | 1185.9482 | 70.5688 | 1185.9482 | 70.5688
4 | 1960 | 1960-10-31 | [19 empty] | 93911.3975 | 5774.3868 | 1660.7848 | 102.1177 | 1660.7848 | 102.1177
4 | 1960 | 1960-11-30 | [19 empty] | 96749 | 5756.9653 | 409.7125 | 24.3796 | 409.7125 | 12.1898
4 | 1960 | 1960-12-31 | [19 empty] | 0 | 0 | 2387.1279 | 146.7788 | 0 | 0
4 | 1961 | 1961-04-30 | 3330.928 | 0 | 51.2625 | 1 | 0 | 0 | 0 | 4552 | 1 | 1 | 224.1461 | 13.3376 | 461.4332 | 27.4572 | 1500 | 89.2562 | 109.6536 | UWFE | 0
4 | 1961 | 1961-05-31 | 7787.1885 | 1 | 50.2406 | 1 | 1787.1885 | 109.8899 | 1 | 4502.2798 | 1 | 1 | 270.7625 | 16.6485 | 2241.9163 | 137.8501 | 1500 | 92.2314 | 169.4807 | UWFE | 0
4 | 1961 | 1961-06-30 | 10063.0752 | 1 | 51.53 | 1 | 63.0752 | 3.7532 | 1 | 4143.2856 | 1 | 1 | 520.3307 | 30.9618 | 2605.4656 | 155.036 | 1500 | 89.2562 | 182.2551 | IBU | 3.7532
4 | 1961 | 1961-07-31 | 16000 | 1 | 51.3744 | 1 | 4000 | 245.9504 | 1 | 3417.938 | 1 | 1 | 610.1761 | 37.5183 | 2538.0757 | 156.0602 | 1500 | 92.2314 | 189.0206 | IBU | 189.0206
4 | 1961 | 1961-08-31 | [19 empty] | 90140.4219 | 5542.5185 | 3366.3738 | 206.9903 | 3366.3738 | 206.9903
4 | 1961 | 1961-09-30 | [7 empty] | 3030.2942 | 1 | [10 empty] | 94542.3823 | 5625.6624 | 1068.3673 | 63.5723 | 1068.3673 | 63.5723
4 | 1961 | 1961-10-31 | [19 empty] | 92871.4131 | 5710.4406 | 2354.5803 | 144.7775 | 2354.5803 | 144.7775
4 | 1961 | 1961-11-30 | [19 empty] | 95558.9888 | 5686.1547 | 1388.9673 | 82.6493 | 1388.9673 | 41.3246
4 | 1961 | 1961-12-31 | [19 empty] | 0 | 0 | 1553.0544 | 95.4936 | 0 | 0
3 | 1962 | 1962-04-30 | 3754.135 | 0 | 51.1166 | 1 | 0 | 0 | 0 | 4552 | 1 | 0 | 412.5512 | 24.5485 | 496.0895 | 29.5194 | 1500 | 89.2562 | 116.2901 | UWFE | 0
3 | 1962 | 1962-05-31 | 8163.2202 | 1 | 49.7835 | 1 | 2163.2202 | 133.0112 | 1 | 4418.8945 | 1 | 0 | 657.1561 | 40.407 | 2288.5784 | 140.7192 | 1500 | 92.2314 | 182.7945 | UWFE | 0
3 | 1962 | 1962-06-30 | 9541.0107 | 0 | 50.6775 | 1 | 0 | 0 | 0 | 4081.9338 | 1 | 0 | 805.9758 | 47.9589 | 2523.6528 | 150.1678 | 1500 | 89.2562 | 188.3195 | IBU | 0
3 | 1962 | 1962-07-31 | 15542.7832 | 1 | 50.5078 | 1 | 3542.7832 | 217.8372 | 1 | 3381.1711 | 1 | 0 | 930.3408 | 57.2044 | 2537.3855 | 156.0178 | 1500 | 92.2314 | 198.8425 | IBU | 0
3 | 1962 | 1962-08-31 | [19 empty] | 90501.5059 | 5564.7207 | 326.014 | 20.0458 | 326.014 | 20.0458
3 | 1962 | 1962-09-30 | [7 empty] | 3012.7175 | 1 | [10 empty] | 94563.6353 | 5626.9271 | 0 | 0 | 0 | 0
3 | 1962 | 1962-10-31 | [19 empty] | 91099.3086 | 5601.4781 | 0 | 0 | 0 | 0
3 | 1962 | 1962-11-30 | [19 empty] | 94435.6953 | 5619.3141 | 0 | 0 | 0 | 0
3 | 1962 | 1962-12-31 | [19 empty] | 0 | 0 | 0 | 0 | 0 | 0
1 | 1963 | 1963-04-30 | 30893.4492 | 1 | 48.0211 | 1 | 24893.4492 | 1481.2631 | 1 | 4137 | 1 | 0 | 15.7005 | 0.93425 | 254.5001 | 15.1438 | 1500 | 89.2562 | 97.2952 | UWFE | 0
1 | 1963 | 1963-05-31 | 4724.0718 | 0 | 52.6576 | 1 | 0 | 0 | 0 | 4552 | 1 | 0 | 528.8322 | 32.5166 | 2086.3762 | 128.2863 | 1500 | 92.2314 | 172.6329 | UWFE | 0
1 | 1963 | 1963-06-30 | 8594.7188 | 0 | 52.5437 | 1 | 0 | 0 | 0 | 4318.4883 | 1 | 0 | 1228.4559 | 73.0982 | 2324.6143 | 138.3242 | 1500 | 89.2562 | 194.9674 | IBU | 0
1 | 1963 | 1963-07-31 | 16000 | 1 | 52.1096 | 1 | 4000 | 245.9504 | 1 | 3649.5266 | 1 | 0 | 1381.7018 | 84.9575 | 2521.4749 | 155.0394 | 1500 | 92.2314 | 212.2299 | IBU | 0
1 | 1963 | 1963-08-31 | [19 empty] | 89286.8535 | 5490.0346 | 0 | 0 | 0 | 0
1 | 1963 | 1963-09-30 | [7 empty] | 2718.1057 | 1 | [10 empty] | 84976.958 | 5056.4801 | 0 | 0 | 0 | 0
1 | 1963 | 1963-10-31 | [19 empty] | 92588.9097 | 5693.0701 | 1189.5573 | 73.143 | 1189.5573 | 73.143
1 | 1963 | 1963-11-30 | [19 empty] | 93790.8306 | 5580.942 | 1109.0795 | 65.9948 | 1109.0795 | 32.9974
1 | 1963 | 1963-12-31 | [19 empty] | 0 | 0 | 347.9604 | 21.3952 | 0 | 0
4 | 1964 | 1964-04-30 | 6091.9458 | 1 | 49.5505 | 1 | 91.9458 | 5.4712 | 1 | 3746.6431 | 1 | 1 | 316.7788 | 18.8496 | 564.8998 | 33.6139 | 1500 | 89.2562 | 115.488 | UWFE | 0
4 | 1964 | 1964-05-31 | 6700.6343 | 1 | 50.719 | 1 | 700.6343 | 43.0803 | 1 | 3609.583 | 1 | 1 | 332.7473 | 20.4598 | 2309.8418 | 142.0266 | 1500 | 92.2314 | 173.4746 | UWFE | 0
4 | 1964 | 1964-06-30 | 8947.915 | 0 | 51.8991 | 1 | 0 | 0 | 0 | 3402.845 | 1 | 1 | 359.1174 | 21.369 | 2607.7468 | 155.1717 | 1500 | 89.2562 | 177.5265 | IBU | 0
4 | 1964 | 1964-07-31 | 14511.1045 | 1 | 52.2635 | 1 | 2511.1045 | 154.4018 | 1 | 2786.1204 | 1 | 1 | 422.4683 | 25.9766 | 2533.6196 | 155.7862 | 1500 | 92.2314 | 183.1128 | IBU | 154.4018
4 | 1964 | 1964-08-31 | [19 empty] | 91194.7256 | 5607.3451 | 771.8971 | 47.4621 | 771.8971 | 47.4621
4 | 1964 | 1964-09-30 | [7 empty] | 2475.9597 | 1 | [10 empty] | 95000.5879 | 5652.9275 | 1010.3552 | 60.1203 | 1010.3552 | 60.1203
4 | 1964 | 1964-10-31 | [19 empty] | 94941.0786 | 5837.6994 | 1503.1575 | 92.4256 | 1503.1575 | 92.4256
4 | 1964 | 1964-11-30 | [19 empty] | 96749 | 5756.9653 | 1991.6625 | 118.5121 | 1991.6625 | 59.2561
4 | 1964 | 1964-12-31 | [19 empty] | 0 | 0 | 0 | 0 | 0 | 0
1 | 1965 | 1965-04-30 | 6748.3589 | 1 | 46.9475 | 1 | 748.3589 | 44.5304 | 1 | 4500 | 1 | 0 | 15.9951 | 0.95177 | 409.7 | 24.3788 | 1500 | 89.2562 | 101.9215 | UWFE | 0
1 | 1965 | 1965-05-31 | 6685.5464 | 1 | 49.0954 | 1 | 685.5464 | 42.1526 | 1 | 4530.542 | 1 | 0 | 633.975 | 38.9816 | 2257.9951 | 138.8387 | 1500 | 92.2314 | 181.1416 | UWFE | 0
1 | 1965 | 1965-06-30 | 8087.3091 | 0 | 49.5362 | 1 | 0 | 0 | 0 | 4283.3418 | 1 | 0 | 838.3341 | 49.8843 | 2334.416 | 138.9074 | 1500 | 89.2562 | 183.6521 | UWFE | 0
1 | 1965 | 1965-07-31 | 16000 | 1 | 49.4431 | 1 | 4000 | 245.9504 | 1 | 3588.6501 | 1 | 0 | 922.0832 | 56.6967 | 2612.0735 | 160.6101 | 1500 | 92.2314 | 200.8848 | IBU | 0
1 | 1965 | 1965-08-31 | [19 empty] | 91045.6006 | 5598.1758 | 0 | 0 | 0 | 0
1 | 1965 | 1965-09-30 | [7 empty] | 2849.3286 | 1 | [10 empty] | 86410.6357 | 5141.7899 | 0 | 0 | 0 | 0
1 | 1965 | 1965-10-31 | [19 empty] | 91501.9746 | 5626.2371 | 958.2055 | 58.9178 | 958.2055 | 58.9178
1 | 1965 | 1965-11-30 | [19 empty] | 92705.7603 | 5516.3758 | 425.1225 | 25.2965 | 425.1225 | 12.6483
1 | 1965 | 1965-12-31 | [19 empty] | 0 | 0 | 0 | 0 | 0 | 0
3 | 1966 | 1966-04-30 | 4292.8887 | 0 | 49.8692 | 1 | 0 | 0 | 0 | 4552 | 1 | 0 | 529.8277 | 31.5269 | 552.3431 | 32.8667 | 1500 | 89.2562 | 121.453 | UWFE | 0
3 | 1966 | 1966-05-31 | 8730.6592 | 1 | 49.4726 | 1 | 2730.6592 | 167.9017 | 1 | 4347.7725 | 1 | 0 | 640.7465 | 39.398 | 2340.425 | 143.9071 | 1500 | 92.2314 | 183.884 | IBU | 0
3 | 1966 | 1966-06-30 | 13508.8633 | 1 | 49.8644 | 1 | 3508.8633 | 208.7919 | 1 | 3800.2344 | 1 | 0 | 770.6282 | 45.8556 | 2661.6143 | 158.377 | 1500 | 89.2562 | 191.3725 | IBU | 0
3 | 1966 | 1966-07-31 | 16000 | 1 | 50.8349 | 1 | 4000 | 245.9504 | 1 | 3119.6094 | 1 | 0 | 838.9403 | 51.5844 | 2521.1633 | 155.0203 | 1500 | 92.2314 | 195.5338 | IBU | 0
3 | 1966 | 1966-08-31 | [19 empty] | 87234.4795 | 5363.8391 | 442.3545 | 27.1993 | 442.3545 | 27.1993
3 | 1966 | 1966-09-30 | [7 empty] | 2583.3672 | 1 | [10 empty] | 92546.8853 | 5506.9221 | 418.4725 | 24.9008 | 418.4725 | 24.9008
3 | 1966 | 1966-10-31 | [19 empty] | 93829.6924 | 5769.3629 | 1319.8214 | 81.1527 | 1319.8214 | 81.1527
3 | 1966 | 1966-11-30 | [19 empty] | 96749 | 5756.9653 | 1161.3711 | 69.1064 | 1161.3711 | 34.5532
3 | 1966 | 1966-12-31 | [19 empty] | 0 | 0 | 0 | 0 | 0 | 0
1 | 1967 | 1967-04-30 | 10209.6709 | 1 | 47.1435 | 1 | 4209.6709 | 250.4928 | 1 | 4479 | 1 | 0 | 39.8704 | 2.3725 | 237.4231 | 14.1277 | 1500 | 89.2562 | 97.5063 | UWFE | 0
1 | 1967 | 1967-05-31 | 12507.457 | 1 | 48.9939 | 1 | 6507.457 | 400.1279 | 1 | 4552 | 1 | 0 | 634.835 | 39.0345 | 2252.2856 | 138.4876 | 1500 | 92.2314 | 180.9925 | UWFE | 0
1 | 1967 | 1967-06-30 | 8491.8008 | 0 | 51.1733 | 1 | 0 | 0 | 0 | 4500 | 1 | 0 | 937.7822 | 55.8019 | 2001.1646 | 119.0776 | 1500 | 89.2562 | 176.6959 | UWFE | 0
1 | 1967 | 1967-07-31 | 11558.0479 | 0 | 52.5317 | 1 | 0 | 0 | 0 | 4019.9312 | 1 | 0 | 1366.8882 | 84.0467 | 2516.8701 | 154.7563 | 1500 | 92.2314 | 211.6329 | UWFE | 0
1 | 1967 | 1967-08-31 | [19 empty] | 89940.6201 | 5530.2332 | 0 | 0 | 0 | 0
1 | 1967 | 1967-09-30 | [7 empty] | 3126.8677 | 1 | [10 empty] | 84275.957 | 5014.7677 | 0 | 0 | 0 | 0
1 | 1967 | 1967-10-31 | [19 empty] | 94715.5815 | 5823.8341 | 302.18 | 18.5803 | 302.18 | 18.5803
1 | 1967 | 1967-11-30 | [19 empty] | 91235.6035 | 5428.8954 | 1725.1964 | 102.6563 | 1725.1964 | 51.3282
1 | 1967 | 1967-12-31 | [19 empty] | 0 | 0 | 0 | 0 | 0 | 0
3 | 1968 | 1968-04-30 | 3250 | 0 | 51.9104 | 1 | 0 | 0 | 0 | 4387.3369 | 1 | 0 | 372.8588 | 22.1866 | 480.017 | 28.563 | 1012.0752 | 60.2227 | 85.5975 | UWFE | 0
3 | 1968 | 1968-05-31 | 7092.5923 | 1 | 51.0287 | 1 | 1092.5923 | 67.1809 | 1 | 4254.6367 | 1 | 0 | 578.8368 | 35.5913 | 2198.3716 | 135.1726 | 1500 | 92.2314 | 177.6133 | UWFE | 0
3 | 1968 | 1968-06-30 | 13090.2783 | 1 | 50.739 | 1 | 3090.2783 | 183.8843 | 1 | 3698.4705 | 1 | 0 | 708.039 | 42.1312 | 2497.6624 | 148.6212 | 1500 | 89.2562 | 184.6324 | IBU | 0
3 | 1968 | 1968-07-31 | 16000 | 1 | 51.8927 | 1 | 4000 | 245.9504 | 1 | 3020.8716 | 1 | 0 | 869.4346 | 53.4595 | 2537.3855 | 156.0178 | 1500 | 92.2314 | 196.97 | IBU | 0
3 | 1968 | 1968-08-31 | [19 empty] | 91885.4238 | 5649.8145 | 520.4457 | 32.001 | 520.4457 | 32.001
3 | 1968 | 1968-09-30 | [7 empty] | 2794.0652 | 1 | [10 empty] | 93395.6299 | 5557.4259 | 164.137 | 9.7668 | 164.137 | 9.7668
3 | 1968 | 1968-10-31 | [19 empty] | 94950.543 | 5838.2813 | 1019.0937 | 62.6616 | 1019.0937 | 62.6616
3 | 1968 | 1968-11-30 | [19 empty] | 96749 | 5756.9653 | 448.9588 | 26.7149 | 448.9588 | 13.3575
3 | 1968 | 1968-12-31 | [19 empty] | 0 | 0 | 0 | 0 | 0 | 0
1 | 1969 | 1969-04-30 | 9669.7627 | 1 | 46.9907 | 1 | 3669.7627 | 218.366 | 1 | 4434 | 1 | 0 | 171.7332 | 10.2188 | 463.4423 | 27.5767 | 1500 | 89.2562 | 108.154 | UWFE | 0
1 | 1969 | 1969-05-31 | 9579.458 | 1 | 48.8723 | 1 | 3579.458 | 220.0923 | 1 | 4552 | 1 | 0 | 779.5358 | 47.9318 | 2345.6096 | 144.2259 | 1500 | 92.2314 | 188.3103 | UWFE | 0
1 | 1969 | 1969-06-30 | 8011.48 | 0 | 50.5018 | 1 | 0 | 0 | 0 | 4403.0791 | 1 | 0 | 1103.2566 | 65.6483 | 2226.0151 | 132.4571 | 1500 | 89.2562 | 188.3089 | UWFE | 0
1 | 1969 | 1969-07-31 | 11045.0781 | 0 | 51.5087 | 1 | 0 | 0 | 0 | 3947.4578 | 1 | 0 | 1249.1562 | 76.8076 | 2516.8701 | 154.7563 | 1500 | 92.2314 | 208.0134 | IBU | 0
1 | 1969 | 1969-08-31 | [19 empty] | 89532.791 | 5505.1567 | 0 | 0 | 0 | 0
1 | 1969 | 1969-09-30 | [7 empty] | 3239.3909 | 1 | [10 empty] | 88147.0195 | 5245.1119 | 42.8577 | 2.5502 | 42.8577 | 2.5502
1 | 1969 | 1969-10-31 | [19 empty] | 93281.4272 | 5735.6514 | 245.9806 | 15.1248 | 245.9806 | 15.1248
1 | 1969 | 1969-11-30 | [19 empty] | 92833.8052 | 5523.995 | 0 | 0 | 0 | 0
1 | 1969 | 1969-12-31 | [19 empty] | 0 | 0 | 0 | 0 | 0 | 0
1 | 1970 | 1970-04-30 | 3250 | 0 | 49.8044 | 1 | 0 | 0 | 0 | 4291.0645 | 1 | 0 | 73.1966 | 4.3555 | 508.6461 | 30.2665 | 713.9839 | 42.485 | 59.796 | UWFE | 0
1 | 1970 | 1970-05-31 | 6423.0225 | 1 | 49.8999 | 1 | 423.0225 | 26.0106 | 1 | 4231.8843 | 1 | 0 | 572.1926 | 35.1828 | 2315.0266 | 142.3454 | 1500 | 92.2314 | 180.9955 | UWFE | 0
1 | 1970 | 1970-06-30 | 11296.084 | 1 | 49.3744 | 1 | 1296.084 | 77.1224 | 1 | 3804.7209 | 1 | 0 | 657.6102 | 39.1305 | 2256.0039 | 134.2416 | 1500 | 89.2562 | 175.9422 | IBU | 0
1 | 1970 | 1970-07-31 | 15933.2969 | 1 | 50.2642 | 1 | 3933.2969 | 241.849 | 1 | 3122.0967 | 1 | 0 | 784.4171 | 48.2319 | 2616.6782 | 160.8933 | 1500 | 92.2314 | 196.794 | IBU | 0
1 | 1970 | 1970-08-31 | [19 empty] | 89359.1201 | 5494.4781 | 0 | 0 | 0 | 0
1 | 1970 | 1970-09-30 | [7 empty] | 2249.6484 | 1 | [10 empty] | 84248.9375 | 5013.1599 | 762.3438 | 45.3626 | 762.3438 | 45.3626
1 | 1970 | 1970-10-31 | [19 empty] | 90155.1904 | 5543.4266 | 958.8508 | 58.9574 | 958.8508 | 58.9574
1 | 1970 | 1970-11-30 | [19 empty] | 94202.667 | 5605.448 | 1112.5507 | 66.2014 | 1112.5507 | 33.1007
1 | 1970 | 1970-12-31 | [19 empty] | 0 | 0 | 0 | 0 | 0 | 0
1 | 1971 | 1971-04-30 | 3250 | 0 | 50.1011 | 1 | 0 | 0 | 0 | 4470.4141 | 1 | 0 | 663.0163 | 39.4522 | 563.3929 | 33.5242 | 1500 | 89.2562 | 125.7444 | UWFE | 0
1 | 1971 | 1971-05-31 | 8956.8486 | 1 | 49.0741 | 1 | 2956.8486 | 181.8095 | 1 | 4552 | 1 | 0 | 722.5508 | 44.4279 | 1990.4598 | 122.3886 | 1500 | 92.2314 | 175.6397 | UWFE | 0
1 | 1971 | 1971-06-30 | 7962.2466 | 0 | 51.378 | 1 | 0 | 0 | 0 | 4500 | 1 | 0 | 865.0387 | 51.4734 | 2342.2573 | 139.374 | 1500 | 89.2562 | 184.6799 | UWFE | 0
1 | 1971 | 1971-07-31 | 15771.3086 | 1 | 51.1682 | 1 | 3771.3086 | 231.8887 | 1 | 3763.6338 | 1 | 0 | 964.2192 | 59.2875 | 2521.4749 | 155.0394 | 1500 | 92.2314 | 199.3949 | IBU | 0
1 | 1971 | 1971-08-31 | [19 empty] | 90534.5293 | 5566.7512 | 367.7022 | 22.6091 | 367.7022 | 22.6091
1 | 1971 | 1971-09-30 | [7 empty] | 2942.958 | 1 | [10 empty] | 86539.2598 | 5149.4436 | 0 | 0 | 0 | 0
1 | 1971 | 1971-10-31 | [19 empty] | 91401.7578 | 5620.075 | 1216.4792 | 74.7984 | 1216.4792 | 74.7984
1 | 1971 | 1971-11-30 | [19 empty] | 87564.6484 | 5210.4584 | 1703.5538 | 101.3685 | 1703.5538 | 50.6842
1 | 1971 | 1971-12-31 | [19 empty] | 0 | 0 | 0 | 0 | 0 | 0
3 | 1972 | 1972-04-30 | 4466.645 | 0 | 50.0822 | 1 | 0 | 0 | 0 | 4552 | 1 | 0 | 323.2535 | 19.2349 | 539.2842 | 32.0896 | 1500 | 89.2562 | 114.9185 | UWFE | 0
3 | 1972 | 1972-05-31 | 7295.1348 | 1 | 50.6107 | 1 | 1295.1348 | 79.6347 | 1 | 4444.4248 | 1 | 0 | 214.1783 | 13.1693 | 2237.2563 | 137.5635 | 1500 | 92.2314 | 167.5978 | UWFE | 0
3 | 1972 | 1972-06-30 | 13446.585 | 1 | 50.5292 | 1 | 3446.585 | 205.086 | 1 | 3879.4409 | 1 | 0 | 428.4666 | 25.4955 | 2616.696 | 155.7042 | 1500 | 89.2562 | 179.8561 | IBU | 0
3 | 1972 | 1972-07-31 | 15975.8271 | 1 | 51.617 | 1 | 3975.8271 | 244.4641 | 1 | 3200 | 1 | 0 | 484.0748 | 29.7646 | 2537.3855 | 156.0178 | 1500 | 92.2314 | 185.1226 | IBU | 0
3 | 1972 | 1972-08-31 | [19 empty] | 89878.541 | 5526.4161 | 1250.8757 | 76.9134 | 1250.8757 | 76.9134
3 | 1972 | 1972-09-30 | [7 empty] | 2958.2964 | 1 | [10 empty] | 95242.7227 | 5667.3356 | 954.7809 | 56.8134 | 954.7809 | 56.8134
3 | 1972 | 1972-10-31 | [19 empty] | 95128.999 | 5849.2542 | 439.7225 | 27.0375 | 439.7225 | 27.0375
3 | 1972 | 1972-11-30 | [19 empty] | 96243.0745 | 5726.8606 | 2301.5762 | 136.9533 | 2301.5762 | 68.4766
3 | 1972 | 1972-12-31 | [19 empty] | 0 | 0 | 0 | 0 | 0 | 0
2 | 1973 | 1973-04-30 | 3250 | 0 | 50.5814 | 1 | 0 | 0 | 0 | 4464.4717 | 1 | 0 | 411.989 | 24.515 | 453.397 | 26.979 | 1500 | 89.2562 | 115.0032 | UWFE | 0
2 | 1973 | 1973-05-31 | 6365.7554 | 1 | 51.2658 | 1 | 365.7554 | 22.4894 | 1 | 4489.7715 | 1 | 0 | 753.9079 | 46.356 | 2250.2183 | 138.3605 | 1500 | 92.2314 | 184.5897 | UWFE | 0
2 | 1973 | 1973-06-30 | 13158.1406 | 1 | 49.9006 | 1 | 3158.1406 | 187.9224 | 1 | 3919.5508 | 1 | 0 | 1050.8997 | 62.5329 | 2424.5208 | 144.269 | 1500 | 89.2562 | 192.6571 | IBU | 0
2 | 1973 | 1973-07-31 | 16000 | 1 | 50.5793 | 1 | 4000 | 245.9504 | 1 | 3219.9336 | 1 | 0 | 1148.6138 | 70.6255 | 2522.6577 | 155.1122 | 1500 | 92.2314 | 205.1002 | IBU | 0
2 | 1973 | 1973-08-31 | [19 empty] | 91231.0947 | 5609.5814 | 266.0858 | 16.361 | 266.0858 | 16.361
2 | 1973 | 1973-09-30 | [7 empty] | 2805.6096 | 1 | [10 empty] | 90741.9873 | 5399.5232 | 632.8945 | 37.6598 | 632.8945 | 37.6598
2 | 1973 | 1973-10-31 | [19 empty] | 94903.3291 | 5835.3783 | 827.6483 | 50.8901 | 827.6483 | 50.8901
2 | 1973 | 1973-11-30 | [19 empty] | 71353.3066 | 4245.8166 | 0 | 0 | 0 | 0
2 | 1973 | 1973-12-31 | [19 empty] | 0 | 0 | 0 | 0 | 0 | 0
1 | 1974 | 1974-04-30 | 5857.2148 | 0 | 48.4155 | 1 | 0 | 0 | 0 | 4289 | 1 | 0 | 44.7164 | 2.6608 | 403.1705 | 23.9903 | 1500 | 89.2562 | 102.5818 | UWFE | 0
1 | 1974 | 1974-05-31 | 5594.6343 | 0 | 50.9343 | 1 | 0 | 0 | 0 | 4515.0288 | 1 | 0 | 762.7927 | 46.9023 | 2255.4028 | 138.6793 | 1500 | 92.2314 | 185.0222 | UWFE | 0
1 | 1974 | 1974-06-30 | 8124.5073 | 0 | 51.2551 | 1 | 0 | 0 | 0 | 4359.8823 | 1 | 0 | 1221.212 | 72.6672 | 2328.5349 | 138.5574 | 1500 | 89.2562 | 194.8685 | UWFE | 0
1 | 1974 | 1974-07-31 | 12602.3799 | 1 | 51.6808 | 1 | 602.3799 | 37.0389 | 1 | 3927.6494 | 1 | 0 | 1157.8093 | 71.1909 | 2265.9106 | 139.3254 | 1500 | 92.2314 | 197.4896 | IBU | 0
1 | 1974 | 1974-08-31 | [19 empty] | 90403.6592 | 5558.7043 | 0 | 0 | 0 | 0
1 | 1974 | 1974-09-30 | [7 empty] | 3201.7532 | 1 | [10 empty] | 86925.9688 | 5172.4543 | 0 | 0 | 0 | 0
1 | 1974 | 1974-10-31 | [19 empty] | 91203.3242 | 5607.8738 | 1233.318 | 75.8338 | 1233.318 | 75.8338
1 | 1974 | 1974-11-30 | [19 empty] | 87555.9795 | 5209.9426 | 1391.8278 | 82.8195 | 1391.8278 | 41.4098
1 | 1974 | 1974-12-31 | [19 empty] | 0 | 0 | 0 | 0 | 0 | 0
1 | 1975 | 1975-04-30 | 3250 | 0 | 50.4704 | 1 | 0 | 0 | 0 | 4449.6987 | 1 | 0 | 348.7161 | 20.7501 | 422.2566 | 25.126 | 1500 | 89.2562 | 112.1942 | UWFE | 0
1 | 1975 | 1975-05-31 | 9954.1455 | 1 | 50.2793 | 1 | 3954.1455 | 243.1309 | 1 | 4552 | 1 | 0 | 880.4407 | 54.1362 | 2314.5017 | 142.3132 | 1500 | 92.2314 | 190.4561 | UWFE | 0
1 | 1975 | 1975-06-30 | 8908.6064 | 0 | 51.9626 | 1 | 0 | 0 | 0 | 4422.0156 | 1 | 0 | 1191.2261 | 70.8829 | 2278.9434 | 135.6065 | 1500 | 89.2562 | 192.5009 | UWFE | 0
1 | 1975 | 1975-07-31 | 13871.7422 | 1 | 52.1751 | 1 | 1871.7422 | 115.0889 | 1 | 3940.1907 | 1 | 0 | 1259.2373 | 77.4275 | 2566.0256 | 157.7788 | 1500 | 92.2314 | 209.8345 | IBU | 0
1 | 1975 | 1975-08-31 | [19 empty] | 90235.9766 | 5548.3939 | 0 | 0 | 0 | 0
1 | 1975 | 1975-09-30 | [7 empty] | 3139.9026 | 1 | [10 empty] | 84908.5557 | 5052.4099 | 0 | 0 | 0 | 0
1 | 1975 | 1975-10-31 | [19 empty] | 93899.6826 | 5773.6664 | 935.7257 | 57.5355 | 935.7257 | 57.5355
1 | 1975 | 1975-11-30 | [19 empty] | 90029.6309 | 5357.1351 | 1105.7954 | 65.7994 | 1105.7954 | 32.8997
1 | 1975 | 1975-12-31 | [19 empty] | 0 | 0 | 0 | 0 | 0 | 0
4 | 1976 | 1976-04-30 | 3250 | 0 | 51.5879 | 1 | 0 | 0 | 0 | 3878.49 | 1 | 1 | 162.4164 | 9.6644 | 525.2208 | 31.2528 | 1238.2817 | 73.6829 | 94.1415 | UWFE | 0
4 | 1976 | 1976-05-31 | 10081.5947 | 1 | 51.4431 | 1 | 4081.5947 | 250.9675 | 1 | 3615.46 | 1 | 1 | 197.6355 | 12.1521 | 2397.4563 | 147.4138 | 1500 | 92.2314 | 172.0144 | IBU | 172.0144
4 | 1976 | 1976-06-30 | 9693.1299 | 0 | 52.9647 | 1 | 0 | 0 | 0 | 3290.3748 | 1 | 1 | 220.8133 | 13.1393 | 2496.3179 | 148.5412 | 1500 | 89.2562 | 170.0965 | IBU | 0
4 | 1976 | 1976-07-31 | 13307.6348 | 1 | 54.0764 | 0 | 0 | 0 | 0 | 2839.3403 | 1 | 1 | 243.2985 | 14.9598 | 2326.6448 | 143.0598 | 1500 | 92.2314 | 171.2412 | IBU | 0
4 | 1976 | 1976-08-31 | [19 empty] | 93360.2148 | 5740.4959 | 1948.8915 | 119.8327 | 1948.8915 | 119.8327
4 | 1976 | 1976-09-30 | [7 empty] | 2776.3486 | 1 | [10 empty] | 95118.0684 | 5659.9181 | 1649.7568 | 98.1673 | 1649.7568 | 98.1673
4 | 1976 | 1976-10-31 | [19 empty] | 92269.147 | 5673.4087 | 1735.9191 | 106.7375 | 1735.9191 | 106.7375
4 | 1976 | 1976-11-30 | [19 empty] | 92605.2544 | 5510.3953 | 1444.7786 | 85.9703 | 1444.7786 | 42.9851
4 | 1976 | 1976-12-31 | [19 empty] | 0 | 0 | 2446.426 | 150.4249 | 0 | 0
5 | 1977 | 1977-04-30 | 7071.751 | 1 | 50.7919 | 1 | 1071.751 | 63.7736 | 1 | 1944.6559 | 1 | 1 | 201.6096 | 11.9966 | 581.8025 | 34.6197 | 1500 | 89.2562 | 112.5643 | IBU | 63.7736
5 | 1977 | 1977-05-31 | 5902.6396 | 0 | 52.3272 | 1 | 0 | 0 | 0 | 1775.2607 | 1 | 1 | 129.1551 | 7.9414 | 1768.8984 | 108.7653 | 1500 | 92.2314 | 150.5848 | IBU | 0
5 | 1977 | 1977-06-30 | 12227.6289 | 1 | 54.2871 | 1 | 2227.6289 | 132.5531 | 1 | 1227.3998 | 1 | 1 | 215.2688 | 12.8094 | 2477.7227 | 147.4347 | 1500 | 89.2562 | 169.3783 | IBU | 132.5531
5 | 1977 | 1977-07-31 | 12847.9814 | 1 | 56.799 | 0 | 0 | 0 | 0 | 674.0114 | 1 | 1 | 236.5211 | 14.5431 | 2273.3716 | 139.7842 | 1500 | 92.2314 | 169.395 | IBU | 0
5 | 1977 | 1977-08-31 | [19 empty] | 90811.3945 | 5583.775 | 3103.3232 | 190.8159 | 3103.3232 | 190.8159
5 | 1977 | 1977-09-30 | [7 empty] | 550 | 1 | [10 empty] | 96010.7861 | 5713.0385 | 2002.1653 | 119.1371 | 2002.1653 | 119.1371
5 | 1977 | 1977-10-31 | [19 empty] | 93437.8208 | 5745.2677 | 1799.3027 | 110.6348 | 1799.3027 | 110.6348
5 | 1977 | 1977-11-30 | [19 empty] | 96634.6804 | 5750.1628 | 1647.7871 | 98.0501 | 1647.7871 | 49.0251
5 | 1977 | 1977-12-31 | [19 empty] | 0 | 0 | 1898.1753 | 116.7142 | 0 | 0
2 | 1978 | 1978-04-30 | 5366.9473 | 0 | 47.1742 | 1 | 0 | 0 | 0 | 4552 | 1 | 0 | 14.3499 | 0.85388 | 353.4463 | 21.0315 | 1500 | 89.2562 | 100.1989 | UWFE | 0
2 | 1978 | 1978-05-31 | 8295.8477 | 1 | 48.7541 | 1 | 2295.8477 | 141.1662 | 1 | 4552 | 1 | 0 | 802.3403 | 49.334 | 2254.8779 | 138.647 | 1500 | 92.2314 | 186.2219 | UWFE | 0
2 | 1978 | 1978-06-30 | 9561.7168 | 0 | 49.9637 | 1 | 0 | 0 | 0 | 4231.4814 | 1 | 0 | 1242.4238 | 73.9294 | 2349.4448 | 139.8017 | 1500 | 89.2562 | 196.1217 | UWFE | 0
2 | 1978 | 1978-07-31 | 13248.9893 | 1 | 50.878 | 1 | 1248.9893 | 76.7974 | 1 | 3678.9851 | 1 | 0 | 1355.9877 | 83.3764 | 2562.8928 | 157.5861 | 1500 | 92.2314 | 212.7127 | IBU | 0
2 | 1978 | 1978-08-31 | [19 empty] | 90311.0869 | 5553.0123 | 138.0856 | 8.4905 | 138.0856 | 8.4905
2 | 1978 | 1978-09-30 | [7 empty] | 3233.9426 | 1 | [10 empty] | 93316.7197 | 5552.7304 | 124.3065 | 7.3968 | 124.3065 | 7.3968
2 | 1978 | 1978-10-31 | [19 empty] | 94237.5181 | 5794.4391 | 308.3386 | 18.959 | 308.3386 | 18.959
2 | 1978 | 1978-11-30 | [19 empty] | 90817.3848 | 5404.0097 | 283.4688 | 16.8676 | 283.4688 | 8.4338
2 | 1978 | 1978-12-31 | [19 empty] | 0 | 0 | 569.0425 | 34.9891 | 0 | 0
4 | 1979 | 1979-04-30 | 3250 | 0 | 51.2702 | 1 | 0 | 0 | 0 | 4053.4419 | 1 | 1 | 214.2449 | 12.7485 | 439.3336 | 26.1422 | 1500 | 89.2562 | 108.7015 | UWFE | 0
4 | 1979 | 1979-05-31 | 4739.0381 | 0 | 53.2229 | 1 | 0 | 0 | 0 | 4220.813 | 1 | 1 | 321.9245 | 19.7944 | 2260.5874 | 138.9981 | 1374.9395 | 84.5417 | 163.938 | UWFE | 0
4 | 1979 | 1979-06-30 | 10586.1377 | 1 | 51.5449 | 1 | 586.1377 | 34.8776 | 1 | 3800.5693 | 1 | 1 | 618.1641 | 36.7833 | 2677.3357 | 159.3125 | 1500 | 89.2562 | 187.3041 | IBU | 34.8776
4 | 1979 | 1979-07-31 | 10198.0205 | 0 | 52.8379 | 1 | 0 | 0 | 0 | 3407.8647 | 1 | 1 | 673.1793 | 41.3922 | 2632.5889 | 161.8716 | 1500 | 92.2314 | 193.8633 | IBU | 0
4 | 1979 | 1979-08-31 | [19 empty] | 91695.8379 | 5638.1573 | 53.1248 | 3.2665 | 53.1248 | 3.2665
4 | 1979 | 1979-09-30 | [7 empty] | 3119.8076 | 1 | [10 empty] | 95203.8975 | 5665.0253 | 0 | 0 | 0 | 0
4 | 1979 | 1979-10-31 | [19 empty] | 95850.0474 | 5893.5897 | 801.0798 | 49.2565 | 801.0798 | 49.2565
4 | 1979 | 1979-11-30 | [19 empty] | 94181.7671 | 5604.2043 | 1226.4319 | 72.9778 | 1226.4319 | 36.4889
4 | 1979 | 1979-12-31 | [19 empty] | 0 | 0 | 0 | 0 | 0 | 0
2 | 1980 | 1980-04-30 | 3250 | 0 | 50.9493 | 1 | 0 | 0 | 0 | 4390.5459 | 1 | 0 | 343.8535 | 20.4607 | 435.8177 | 25.933 | 1500 | 89.2562 | 112.453 | UWFE | 0
2 | 1980 | 1980-05-31 | 6651.8936 | 1 | 50.0888 | 1 | 651.8936 | 40.0834 | 1 | 4360.0034 | 1 | 0 | 671.3967 | 41.2826 | 2141.3401 | 131.6659 | 1500 | 92.2314 | 178.7056 | UWFE | 0
2 | 1980 | 1980-06-30 | 9056.002 | 0 | 51.1239 | 1 | 0 | 0 | 0 | 4114.1909 | 1 | 0 | 914.7728 | 54.4328 | 2280.5554 | 135.7025 | 1500 | 89.2562 | 184.3238 | UWFE | 0
2 | 1980 | 1980-07-31 | 11086.1113 | 0 | 51.426 | 1 | 0 | 0 | 0 | 3708.1541 | 1 | 0 | 1062.2654 | 65.3162 | 2538.1265 | 156.0633 | 1500 | 92.2314 | 202.9211 | IBU | 0
2 | 1980 | 1980-08-31 | [19 empty] | 90859.5693 | 5586.7372 | 0 | 0 | 0 | 0
2 | 1980 | 1980-09-30 | [7 empty] | 3161.3862 | 1 | [10 empty] | 91065.9287 | 5418.7991 | 103.587 | 6.1639 | 103.587 | 6.1639
2 | 1980 | 1980-10-31 | [19 empty] | 93740.7666 | 5763.8951 | 295.8243 | 18.1895 | 295.8243 | 18.1895
2 | 1980 | 1980-11-30 | [19 empty] | 89348.2246 | 5316.5886 | 250.8931 | 14.9292 | 250.8931 | 7.4646
2 | 1980 | 1980-12-31 | [19 empty] | 0 | 0 | 0 | 0 | 0 | 0
4 | 1981 | 1981-04-30 | 3250 | 0 | 51.8358 | 1 | 0 | 0 | 0 | 4273.4536 | 1 | 1 | 216.9279 | 12.9081 | 405.1796 | 24.1099 | 1500 | 89.2562 | 107.7652 | UWFE | 0
4 | 1981 | 1981-05-31 | 7636.0425 | 1 | 50.9829 | 1 | 1636.0425 | 100.5963 | 1 | 4072.6497 | 1 | 1 | 512.2 | 31.4939 | 2162.0786 | 132.941 | 1500 | 92.2314 | 174.4489 | IBU | 100.5963
4 | 1981 | 1981-06-30 | 14118.2598 | 1 | 50.9393 | 1 | 4118.2598 | 245.0535 | 1 | 3447.1714 | 1 | 1 | 824.0275 | 49.033 | 2714.9617 | 161.5514 | 1500 | 89.2562 | 194.5484 | IBU | 194.5484
4 | 1981 | 1981-07-31 | 16000 | 1 | 52.2455 | 1 | 4000 | 245.9504 | 1 | 2809.8137 | 1 | 1 | 902.3347 | 55.4824 | 2538.0757 | 156.0602 | 1500 | 92.2314 | 198.0027 | IBU | 198.0027
4 | 1981 | 1981-08-31 | [19 empty] | 91031.4131 | 5597.3034 | 3055.6211 | 187.8828 | 3055.6211 | 187.8828
4 | 1981 | 1981-09-30 | [7 empty] | 2475.9668 | 1 | [10 empty] | 94645.4053 | 5631.7927 | 917.5333 | 54.597 | 917.5333 | 54.597
4 | 1981 | 1981-10-31 | [19 empty] | 96679.0896 | 5944.5655 | 1399.4996 | 86.0519 | 1399.4996 | 86.0519
4 | 1981 | 1981-11-30 | [19 empty] | 91684.0762 | 5455.5814 | 0 | 0 | 0 | 0
4 | 1981 | 1981-12-31 | [19 empty] | 0 | 0 | 0 | 0 | 0 | 0
1 | 1982 | 1982-04-30 | 24913.6875 | 1 | 46.6572 | 1 | 18913.6875 | 1125.4426 | 1 | 4094 | 1 | 0 | 47.4325 | 2.8224 | 305.7311 | 18.1923 | 1500 | 89.2562 | 99.7635 | UWFE | 0
1 | 1982 | 1982-05-31 | 3472.7239 | 0 | 53.5708 | 1 | 0 | 0 | 0 | 4481.1909 | 1 | 0 | 674.9889 | 41.5034 | 2221.7024 | 136.6072 | 858.0898 | 52.7619 | 141.8172 | UWFE | 0
1 | 1982 | 1982-06-30 | 6372.1196 | 0 | 52.3769 | 1 | 0 | 0 | 0 | 4397.3564 | 1 | 0 | 1084.0577 | 64.5059 | 2094.6748 | 124.6418 | 1500 | 89.2562 | 183.8301 | UWFE | 0
1 | 1982 | 1982-07-31 | 10502.3789 | 0 | 52.6552 | 1 | 0 | 0 | 0 | 4071.5906 | 1 | 0 | 1375.245 | 84.5605 | 2616.6782 | 160.8933 | 1500 | 92.2314 | 214.9583 | IBU | 0
1 | 1982 | 1982-08-31 | [19 empty] | 90771.0557 | 5581.2947 | 0 | 0 | 0 | 0
1 | 1982 | 1982-09-30 | [7 empty] | 3400 | 1 | [10 empty] | 90620.8398 | 5392.3144 | 0 | 0 | 0 | 0
1 | 1982 | 1982-10-31 | [19 empty] | 92108.1201 | 5663.5076 | 0 | 0 | 0 | 0
1 | 1982 | 1982-11-30 | [19 empty] | 93024.1963 | 5535.3241 | 0 | 0 | 0 | 0
1 | 1982 | 1982-12-31 | [19 empty] | 0 | 0 | 0 | 0 | 0 | 0
1 | 1983 | 1983-04-30 | 21283.2871 | 1 | 47.2461 | 1 | 15283.2871 | 909.4187 | 1 | 4074 | 1 | 0 | 21.9028 | 1.3033 | 283.1292 | 16.8474 | 1500 | 89.2562 | 98.3315 | UWFE | 0
1 | 1983 | 1983-05-31 | 9426.209 | 1 | 51.257 | 1 | 3426.209 | 210.6694 | 1 | 4552 | 1 | 0 | 574.8585 | 35.3467 | 2133.0383 | 131.1554 | 1500 | 92.2314 | 175.4824 | UWFE | 0
1 | 1983 | 1983-06-30 | 12851.6533 | 1 | 52.0776 | 1 | 2851.6533 | 169.6852 | 1 | 4500 | 1 | 0 | 1170.4651 | 69.6475 | 2257.9641 | 134.3582 | 1500 | 89.2562 | 191.2591 | UWFE | 0
1 | 1983 | 1983-07-31 | 13464.8525 | 1 | 52.8013 | 1 | 1464.8525 | 90.0703 | 1 | 4150 | 1 | 0 | 1382.7108 | 85.0196 | 2616.6782 | 160.8933 | 1500 | 92.2314 | 215.1878 | UWFE | 0
1 | 1983 | 1983-08-31 | [19 empty] | 86628.7666 | 5326.5952 | 0 | 0 | 0 | 0
1 | 1983 | 1983-09-30 | [7 empty] | 3400 | 1 | [10 empty] | 87804.1035 | 5224.707 | 0 | 0 | 0 | 0
1 | 1983 | 1983-10-31 | [19 empty] | 90957.4502 | 5592.7556 | 322.6831 | 19.841 | 322.6831 | 19.841
1 | 1983 | 1983-11-30 | [19 empty] | 86177.2344 | 5127.9015 | 0 | 0 | 0 | 0
1 | 1983 | 1983-12-31 | [19 empty] | 0 | 0 | 0 | 0 | 0 | 0
1 | 1984 | 1984-04-30 | 3741.8496 | 0 | 49.9453 | 1 | 0 | 0 | 0 | 4552 | 1 | 0 | 325.6031 | 19.3747 | 551.3386 | 32.8069 | 1500 | 89.2562 | 115.347 | UWFE | 0
1 | 1984 | 1984-05-31 | 7339.0913 | 1 | 50.4137 | 1 | 1339.0913 | 82.3375 | 1 | 4539.2036 | 1 | 0 | 787.2463 | 48.4059 | 2330.5806 | 143.3018 | 1500 | 92.2314 | 188.0853 | UWFE | 0
1 | 1984 | 1984-06-30 | 11324.585 | 1 | 50.5185 | 1 | 1324.585 | 78.8183 | 1 | 4156.2476 | 1 | 0 | 904.4803 | 53.8203 | 2326.5747 | 138.4408 | 1500 | 89.2562 | 185.3868 | IBU | 0
1 | 1984 | 1984-07-31 | 16000 | 1 | 51.3119 | 1 | 4000 | 245.9504 | 1 | 3457.7817 | 1 | 0 | 1002.6513 | 61.6506 | 2616.6782 | 160.8933 | 1500 | 92.2314 | 203.5034 | IBU | 0
1 | 1984 | 1984-08-31 | [19 empty] | 91391.3506 | 5619.4351 | 0 | 0 | 0 | 0
1 | 1984 | 1984-09-30 | [7 empty] | 2599.4578 | 1 | [10 empty] | 83999 | 4998.2876 | 489.4626 | 29.125 | 489.4626 | 29.125
1 | 1984 | 1984-10-31 | [19 empty] | 92538.0215 | 5689.9412 | 692.68 | 42.5912 | 692.68 | 42.5912
1 | 1984 | 1984-11-30 | [19 empty] | 96749 | 5756.9653 | 0 | 0 | 0 | 0
1 | 1984 | 1984-12-31 | [19 empty] | 0 | 0 | 0 | 0 | 0 | 0
3 | 1985 | 1985-04-30 | 3250 | 0 | 52.4613 | 1 | 0 | 0 | 0 | 3952.6741 | 1 | 0 | 325.0539 | 19.342 | 469.9717 | 27.9653 | 1164.9433 | 69.3189 | 92.9726 | UWFE | 0
3 | 1985 | 1985-05-31 | 8077.9692 | 1 | 50.8616 | 1 | 2077.9692 | 127.7693 | 1 | 3694.7708 | 1 | 0 | 497.9439 | 30.6174 | 2340.425 | 143.9071 | 1500 | 92.2314 | 179.4937 | IBU | 0
3 | 1985 | 1985-06-30 | 12637.8848 | 1 | 51.7141 | 1 | 2637.8848 | 156.965 | 1 | 3196.5283 | 1 | 0 | 737.8312 | 43.904 | 2708.1184 | 161.1442 | 1500 | 89.2562 | 191.7803 | IBU | 0
3 | 1985 | 1985-07-31 | 15330.4727 | 1 | 53.3275 | 1 | 3330.4727 | 204.7828 | 1 | 2582.7463 | 1 | 0 | 805.3907 | 49.5215 | 2442.8723 | 150.2064 | 1500 | 92.2314 | 192.0954 | IBU | 0
3 | 1985 | 1985-08-31 | [19 empty] | 88180.1074 | 5421.9835 | 2388.4832 | 146.8621 | 2388.4832 | 146.8621
3 | 1985 | 1985-09-30 | [7 empty] | 2217.7996 | 1 | [10 empty] | 94424.6074 | 5618.6543 | 202.4304 | 12.0454 | 202.4304 | 12.0454
3 | 1985 | 1985-10-31 | [19 empty] | 95205.248 | 5853.9425 | 1064.7911 | 65.4715 | 1064.7911 | 65.4715
3 | 1985 | 1985-11-30 | [19 empty] | 96373.3804 | 5734.6144 | 110.7291 | 6.5888 | 110.7291 | 3.2944
3 | 1985 | 1985-12-31 | [19 empty] | 0 | 0 | 364.4573 | 22.4096 | 0 | 0
1 | 1986 | 1986-04-30 | 3250 | 0 | 51.8915 | 1 | 0 | 0 | 0 | 4012.636 | 1 | 0 | 174.0912 | 10.3591 | 419.7452 | 24.9766 | 1500 | 89.2562 | 106.9241 | UWFE | 0
1 | 1986 | 1986-05-31 | 6404.0444 | 1 | 50.9227 | 1 | 404.0444 | 24.8437 | 1 | 4026.9753 | 1 | 0 | 294.5406 | 18.1106 | 2245.0334 | 138.0417 | 1500 | 92.2314 | 170.3076 | UWFE | 0
1 | 1986 | 1986-06-30 | 8645.5615 | 0 | 51.6377 | 1 | 0 | 0 | 0 | 3745.9563 | 1 | 0 | 616.0547 | 36.6578 | 2278.9434 | 135.6065 | 1500 | 89.2562 | 175.3884 | IBU | 0
1 | 1986 | 1986-07-31 | 12633.6152 | 1 | 51.9148 | 1 | 633.6152 | 38.9595 | 1 | 3301.9048 | 1 | 0 | 673.4473 | 41.4087 | 2521.4749 | 155.0394 | 1500 | 92.2314 | 190.4555 | IBU | 0
1 | 1986 | 1986-08-31 | [19 empty] | 90769.2432 | 5581.1832 | 387.9798 | 23.8559 | 387.9798 | 23.8559
1 | 1986 | 1986-09-30 | [7 empty] | 2914.5776 | 1 | [10 empty] | 92355.8418 | 5495.5542 | 343.3861 | 20.4329 | 343.3861 | 20.4329
1 | 1986 | 1986-10-31 | [19 empty] | 93664.2393 | 5759.1896 | 539.6719 | 33.1831 | 539.6719 | 33.1831
1 | 1986 | 1986-11-30 | [19 empty] | 89193.9258 | 5307.4072 | 3081.6455 | 183.3706 | 3081.6455 | 91.6853
1 | 1986 | 1986-12-31 | [19 empty] | 0 | 0 | 442.6956 | 27.2203 | 0 | 0
4 | 1987 | 1987-04-30 | 5294.4443 | 0 | 50.9148 | 1 | 0 | 0 | 0 | 3623.0359 | 1 | 1 | 182.1718 | 10.84 | 465.9536 | 27.7262 | 1500 | 89.2562 | 108.5393 | UWFE | 0
4 | 1987 | 1987-05-31 | 9427.3008 | 1 | 50.7383 | 1 | 3427.3008 | 210.7365 | 1 | 3278.9668 | 1 | 1 | 250.5046 | 15.4029 | 2345.6096 | 144.2259 | 1500 | 92.2314 | 172.0458 | IBU | 172.0458
4 | 1987 | 1987-06-30 | 12915.8086 | 1 | 52.0645 | 1 | 2915.8086 | 173.5027 | 1 | 2849.2141 | 1 | 1 | 294.7149 | 17.5368 | 2714.9617 | 161.5514 | 1500 | 89.2562 | 178.8003 | IBU | 173.5027
4 | 1987 | 1987-07-31 | 12279.7852 | 1 | 53.7051 | 0 | 0 | 0 | 0 | 2473.1882 | 1 | 1 | 320.8253 | 19.7268 | 2538.0757 | 156.0602 | 1500 | 92.2314 | 180.1249 | IBU | 0
4 | 1987 | 1987-08-31 | [19 empty] | 92401.083 | 5681.5211 | 2881.9165 | 177.2021 | 2881.9165 | 177.2021
4 | 1987 | 1987-09-30 | [7 empty] | 2192.6758 | 1 | [10 empty] | 94661.5464 | 5632.7532 | 1887.9551 | 112.3411 | 1887.9551 | 112.3411
4 | 1987 | 1987-10-31 | [19 empty] | 93485.2969 | 5748.1868 | 1710.2971 | 105.1621 | 1710.2971 | 105.1621
4 | 1987 | 1987-11-30 | [19 empty] | 95803.0923 | 5700.6799 | 1824.7839 | 108.5822 | 1824.7839 | 54.2911
4 | 1987 | 1987-12-31 | [19 empty] | 0 | 0 | 906.1927 | 55.7196 | 0 | 0
5 | 1988 | 1988-04-30 | 3250 | 0 | 51.3766 | 1 | 0 | 0 | 0 | 3432.6455 | 1 | 1 | 119.563 | 7.1145 | 472.9853 | 28.1446 | 764.9819 | 45.5196 | 63.1491 | UWFE | 0
5 | 1988 | 1988-05-31 | 6883.4614 | 1 | 51.0081 | 1 | 883.4614 | 54.3219 | 1 | 3330.7104 | 1 | 1 | 152.7916 | 9.3948 | 2086.3762 | 128.2863 | 1500 | 92.2314 | 161.0719 | IBU | 54.3219
5 | 1988 | 1988-06-30 | 10946.3818 | 1 | 51.773 | 1 | 946.3818 | 56.3136 | 1 | 2960.9358 | 1 | 1 | 203.7999 | 12.1269 | 2416.343 | 143.7824 | 1500 | 89.2562 | 167.2109 | IBU | 56.3136
5 | 1988 | 1988-07-31 | 11770.709 | 0 | 53.8941 | 0 | 0 | 0 | 0 | 2490.6526 | 1 | 1 | 242.1409 | 14.8887 | 2326.6448 | 143.0598 | 1500 | 92.2314 | 171.2056 | IBU | 0
5 | 1988 | 1988-08-31 | [19 empty] | 92407.833 | 5681.9362 | 2363.9363 | 145.3528 | 2363.9363 | 145.3528
5 | 1988 | 1988-09-30 | [7 empty] | 2110.751 | 1 | [10 empty] | 94115.9512 | 5600.288 | 1955.6698 | 116.3704 | 1955.6698 | 116.3704
5 | 1988 | 1988-10-31 | [19 empty] | 94431.3872 | 5806.3597 | 1615.8914 | 99.3573 | 1615.8914 | 99.3573
5 | 1988 | 1988-11-30 | [19 empty] | 96749 | 5756.9653 | 1854.9026 | 110.3744 | 1854.9026 | 55.1872
5 | 1988 | 1988-12-31 | [19 empty] | 0 | 0 | 1030.4749 | 63.3614 | 0 | 0
4 | 1989 | 1989-04-30 | 3250 | 0 | 52.7766 | 1 | 0 | 0 | 0 | 4257.5254 | 1 | 1 | 278.5623 | 16.5756 | 448.3743 | 26.6801 | 1500 | 89.2562 | 110.8841 | UWFE | 0
4 | 1989 | 1989-05-31 | 10011.1777 | 1 | 50.9184 | 1 | 4011.1777 | 246.6377 | 1 | 3934.4817 | 1 | 1 | 317.6539 | 19.5318 | 2368.9407 | 145.6605 | 1500 | 92.2314 | 174.8275 | IBU | 174.8275
4 | 1989 | 1989-06-30 | 11206.9258 | 1 | 51.8006 | 1 | 1206.9258 | 71.8171 | 1 | 3457.8765 | 1 | 1 | 517.0754 | 30.7681 | 2621.4338 | 155.9861 | 1500 | 89.2562 | 182.6333 | IBU | 71.8171
4 | 1989 | 1989-07-31 | 12592.1465 | 1 | 53.2197 | 1 | 592.1465 | 36.4097 | 1 | 2918.8396 | 1 | 1 | 602.9781 | 37.0757 | 2442.8723 | 150.2064 | 1500 | 92.2314 | 185.8724 | IBU | 36.4097
4 | 1989 | 1989-08-31 | [19 empty] | 91856.2432 | 5648.0202 | 2140.8633 | 131.6366 | 2140.8633 | 131.6366
4 | 1989 | 1989-09-30 | [7 empty] | 2659.4971 | 1 | [10 empty] | 96571.3196 | 5746.3926 | 447.0371 | 26.6006 | 447.0371 | 26.6006
4 | 1989 | 1989-10-31 | [19 empty] | 95860.293 | 5894.2197 | 977.8716 | 60.127 | 977.8716 | 60.127
4 | 1989 | 1989-11-30 | [19 empty] | 94450.8906 | 5620.2183 | 1557.0393 | 92.6503 | 1557.0393 | 46.3251
4 | 1989 | 1989-12-31 | [19 empty] | 0 | 0 | 2009.13 | 123.5366 | 0 | 0
5 | 1990 | 1990-04-30 | 3250 | 0 | 52.8373 | 1 | 0 | 0 | 0 | 3255.9824 | 1 | 1 | 164.3075 | 9.777 | 546.316 | 32.5081 | 0 | 0 | 21.1425 | UWFE | 0
5 | 1990 | 1990-05-31 | 5630.4985 | 0 | 52.4599 | 1 | 0 | 0 | 0 | 3362.0688 | 1 | 1 | 102.2972 | 6.29 | 1666.9429 | 102.4963 | 1500 | 92.2314 | 146.6246 | UWFE | 0
5 | 1990 | 1990-06-30 | 8063.2637 | 0 | 53.1812 | 1 | 0 | 0 | 0 | 3180.5684 | 1 | 1 | 206.6524 | 12.2967 | 2506.8408 | 149.1674 | 1500 | 89.2562 | 169.9882 | IBU | 0
5 | 1990 | 1990-07-31 | 12447.2793 | 1 | 53.9441 | 0 | 0 | 0 | 0 | 2634.7742 | 1 | 1 | 227.4379 | 13.9846 | 2326.6448 | 143.0598 | 1500 | 92.2314 | 170.7536 | IBU | 0
5 | 1990 | 1990-08-31 | [19 empty] | 91987.8555 | 5656.1128 | 3233.8103 | 198.8392 | 3233.8103 | 198.8392
5 | 1990 | 1990-09-30 | [7 empty] | 2239.5178 | 1 | [10 empty] | 94345.3169 | 5613.9362 | 1878.5137 | 111.7793 | 1878.5137 | 111.7793
5 | 1990 | 1990-10-31 | [19 empty] | 94935.1699 | 5837.3361 | 1555.899 | 95.6685 | 1555.899 | 95.6685
5 | 1990 | 1990-11-30 | [19 empty] | 95913.3875 | 5707.2429 | 1488.0623 | 88.5459 | 1488.0623 | 44.2729
5 | 1990 | 1990-12-31 | [19 empty] | 0 | 0 | 3086.0771 | 189.7555 | 0 | 0
5 | 1991 | 1991-04-30 | 3250 | 0 | 52.1748 | 1 | 0 | 0 | 0 | 2608.7437 | 1 | 1 | 99.7862 | 5.9377 | 390.4396 | 23.2328 | 1454.1972 | 86.5307 | 101.116 | UWFE | 0
5 | 1991 | 1991-05-31 | 6746.2656 | 1 | 52.182 | 1 | 746.2656 | 45.8861 | 1 | 2510.0542 | 1 | 1 | 265.2039 | 16.3068 | 2166.2708 | 133.1988 | 1500 | 92.2314 | 166.9842 | UWFE | 0
5 | 1991 | 1991-06-30 | 7646.2861 | 0 | 53.8923 | 1 | 0 | 0 | 0 | 2234.7048 | 1 | 1 | 362.696 | 21.5819 | 2380.9109 | 141.674 | 1289.9731 | 76.7587 | 158.3867 | IBU | 0
5 | 1991 | 1991-07-31 | 8667.6562 | 0 | 56.067 | 0 | 0 | 0 | 0 | 1917.2408 | 1 | 1 | 424.0917 | 26.0764 | 2281.4834 | 140.2829 | 1500 | 92.2314 | 175.4111 | IBU | 0
5 | 1991 | 1991-08-31 | [19 empty] | 93270.8496 | 5735.001 | 3158.2446 | 194.1929 | 3158.2446 | 194.1929
5 | 1991 | 1991-09-30 | [7 empty] | 1656.5145 | 1 | [10 empty] | 95645.73 | 5691.3162 | 2165.957 | 128.8834 | 2165.957 | 128.8834
5 | 1991 | 1991-10-31 | [19 empty] | 94862.1748 | 5832.8478 | 1365.7272 | 83.9753 | 1365.7272 | 83.9753
5 | 1991 | 1991-11-30 | [19 empty] | 94541.9985 | 5625.6396 | 1633.0859 | 97.1754 | 1633.0859 | 48.5877
5 | 1991 | 1991-12-31 | [19 empty] | 0 | 0 | 3048.8569 | 187.4669 | 0 | 0
5 | 1992 | 1992-04-30 | 3250 | 0 | 52.493 | 1 | 0 | 0 | 0 | 2746.1487 | 1 | 1 | 32.6924 | 1.9453 | 421.252 | 25.0662 | 1500 | 89.2562 | 102.762 | UWFE | 0
5 | 1992 | 1992-05-31 | 8644.7744 | 1 | 52.1234 | 1 | 2644.7744 | 162.6208 | 1 | 2460.4895 | 1 | 1 | 10.8133 | 0.66489 | 2317.094 | 142.4726 | 1500 | 92.2314 | 163.8001 | IBU | 162.6208
5 | 1992 | 1992-06-30 | 10366.1689 | 1 | 53.589 | 1 | 366.1689 | 21.7886 | 1 | 2027.7532 | 1 | 1 | 98.2616 | 5.847 | 2327.95 | 138.5226 | 1500 | 89.2562 | 161.441 | IBU | 21.7886
5 | 1992 | 1992-07-31 | 9934.8115 | 0 | 55.7412 | 0 | 0 | 0 | 0 | 1648.2286 | 1 | 1 | 123.6506 | 7.603 | 2316.5049 | 142.4363 | 1500 | 92.2314 | 167.2511 | IBU | 0
5 | 1992 | 1992-08-31 | [19 empty] | 92619.1118 | 5694.9272 | 2159.7166 | 132.7958 | 2159.7166 | 132.7958
5 | 1992 | 1992-09-30 | [7 empty] | 1352.7612 | 1 | [10 empty] | 95768.3413 | 5698.612 | 1930.2186 | 114.856 | 1930.2186 | 114.856
5 | 1992 | 1992-10-31 | [19 empty] | 94532.1675 | 5812.5564 | 1311.413 | 80.6356 | 1311.413 | 80.6356
5 | 1992 | 1992-11-30 | [19 empty] | 95167.8184 | 5662.8784 | 1543.502 | 91.8447 | 1543.502 | 45.9224
5 | 1992 | 1992-12-31 | [19 empty] | 0 | 0 | 1778.0541 | 109.3283 | 0 | 0
2 | 1993 | 1993-04-30 | 4509.7061 | 0 | 48.9067 | 1 | 0 | 0 | 0 | 4552 | 1 | 0 | 455.0761 | 27.0789 | 445.3607 | 26.5008 | 1500 | 89.2562 | 116.0461 | UWFE | 0
2 | 1993 | 1993-05-31 | 9188.9971 | 1 | 49.4169 | 1 | 3188.9971 | 196.0838 | 1 | 4552 | 1 | 0 | 533.4691 | 32.8017 | 1840.1045 | 113.1436 | 1500 | 92.2314 | 165.2041 | UWFE | 0
2 | 1993 | 1993-06-30 | 8366.6104 | 0 | 51.3336 | 1 | 0 | 0 | 0 | 4500 | 1 | 0 | 1014.9424 | 60.3933 | 2171.2505 | 129.1984 | 1500 | 89.2562 | 184.052 | UWFE | 0
2 | 1993 | 1993-07-31 | 14804.3574 | 1 | 51.5176 | 1 | 2804.3574 | 172.4332 | 1 | 3787.8994 | 1 | 0 | 1376.938 | 84.6646 | 2562.8928 | 157.5861 | 1500 | 92.2314 | 213.3568 | IBU | 0
2 | 1993 | 1993-08-31 | [19 empty] | 90622.6367 | 5572.1687 | 168.4309 | 10.3564 | 168.4309 | 10.3564
2 | 1993 | 1993-09-30 | [7 empty] | 3136.0269 | 1 | [10 empty] | 89617.8047 | 5332.6297 | 0 | 0 | 0 | 0
2 | 1993 | 1993-10-31 | [19 empty] | 94269.5176 | 5796.4067 | 766.8776 | 47.1535 | 766.8776 | 47.1535
2 | 1993 | 1993-11-30 | [19 empty] | 89853.9893 | 5346.6837 | 1359.8875 | 80.9189 | 1359.8875 | 40.4595
2 | 1993 | 1993-12-31 | [19 empty] | 0 | 0 | 188.4672 | 11.5884 | 0 | 0
5 | 1994 | 1994-04-30 | 3250 | 0 | 52.7826 | 1 | 0 | 0 | 0 | 3428.3069 | 1 | 1 | 498.4775 | 29.6615 | 517.5126 | 30.7941 | 84.6377 | 5.0363 | 35.2641 | UWFE | 0
5 | 1994 | 1994-05-31 | 5763.4956 | 0 | 52.982 | 1 | 0 | 0 | 0 | 3315.4983 | 1 | 1 | 494.2436 | 30.3899 | 1839.6367 | 113.1149 | 1248.3179 | 76.7561 | 148.5084 | UWFE | 0
5 | 1994 | 1994-06-30 | 10365.8281 | 1 | 52.7767 | 1 | 365.8281 | 21.7683 | 1 | 2912.751 | 1 | 1 | 825.048 | 49.0938 | 2477.7227 | 147.4347 | 1500 | 89.2562 | 187.5205 | IBU | 21.7683
5 | 1994 | 1994-07-31 | 14755.168 | 1 | 54.302 | 0 | 0 | 0 | 0 | 2260.9143 | 1 | 1 | 905.8442 | 55.6982 | 2281.4834 | 140.2829 | 1500 | 92.2314 | 190.222 | IBU | 0
5 | 1994 | 1994-08-31 | [19 empty] | 91434.9502 | 5622.1159 | 3456.2131 | 212.5143 | 3456.2131 | 212.5143
5 | 1994 | 1994-09-30 | [7 empty] | 1881.7787 | 1 | [10 empty] | 95592.1025 | 5688.1251 | 676.5198 | 40.2557 | 676.5198 | 40.2557
5 | 1994 | 1994-10-31 | [19 empty] | 95461.5039 | 5869.6991 | 1343.8326 | 82.629 | 1343.8326 | 82.629
5 | 1994 | 1994-11-30 | [19 empty] | 96749 | 5756.9653 | 1050.6527 | 62.5182 | 1050.6527 | 31.2591
5 | 1994 | 1994-12-31 | [19 empty] | 0 | 0 | 2007.3435 | 123.4267 | 0 | 0
1 | 1995 | 1995-04-30 | 7633.5703 | 1 | 49.0969 | 1 | 1633.5703 | 97.2042 | 1 | 4216.7998 | 1 | 0 | 350.993 | 20.8855 | 420.7498 | 25.0364 | 1500 | 89.2562 | 112.2171 | UWFE | 0
1 | 1995 | 1995-05-31 | 10509.7539 | 1 | 50.2522 | 1 | 4509.7539 | 277.294 | 1 | 4552 | 1 | 0 | 475.4329 | 29.2332 | 1824.5505 | 112.1872 | 1500 | 92.2314 | 162.9416 | UWFE | 0
1 | 1995 | 1995-06-30 | 8446.6553 | 0 | 52.6933 | 1 | 0 | 0 | 0 | 4500 | 1 | 0 | 1088.7784 | 64.7868 | 2195.2346 | 130.6255 | 1500 | 89.2562 | 186.9624 | UWFE | 0
1 | 1995 | 1995-07-31 | 9700.04 | 0 | 53.9958 | 0 | 0 | 0 | 0 | 4150 | 1 | 0 | 1360.5388 | 83.6563 | 2616.6782 | 160.8933 | 1500 | 92.2314 | 214.5062 | UWFE | 0
1 | 1995 | 1995-08-31 | [19 empty] | 87744.4053 | 5395.1932 | 0 | 0 | 0 | 0
1 | 1995 | 1995-09-30 | [7 empty] | 3358.3606 | 1 | [10 empty] | 88333.3604 | 5256.2 | 0 | 0 | 0 | 0
1 | 1995 | 1995-10-31 | [19 empty] | 92444.8486 | 5684.2122 | 122.3081 | 7.5204 | 122.3081 | 7.5204
1 | 1995 | 1995-11-30 | [19 empty] | 88843.8232 | 5286.5746 | 1767.1361 | 105.1519 | 1767.1361 | 52.576
1 | 1995 | 1995-12-31 | [19 empty] | 0 | 0 | 0 | 0 | 0 | 0
1 | 1996 | 1996-04-30 | 3250 | 0 | 52.7298 | 1 | 0 | 0 | 0 | 4477.1421 | 1 | 0 | 334.4975 | 19.904 | 392.1207 | 23.3328 | 1500 | 89.2562 | 110.8746 | UWFE | 0
1 | 1996 | 1996-05-31 | 10559.1572 | 1 | 51.3896 | 1 | 4559.1572 | 280.3317 | 1 | 4552 | 1 | 0 | 391.3481 | 24.0631 | 1692.3414 | 104.058 | 1500 | 92.2314 | 156.2919 | UWFE | 0
1 | 1996 | 1996-06-30 | 7585.7358 | 0 | 53.9003 | 1 | 0 | 0 | 0 | 4421.0039 | 1 | 0 | 1206.4504 | 71.7888 | 2328.5349 | 138.5574 | 1500 | 89.2562 | 194.4293 | UWFE | 0
1 | 1996 | 1996-07-31 | 15098.1074 | 1 | 53.1027 | 1 | 3098.1074 | 190.4952 | 1 | 3708.6375 | 1 | 0 | 1377.7275 | 84.7132 | 2521.4749 | 155.0394 | 1500 | 92.2314 | 212.1077 | IBU | 0
1 | 1996 | 1996-08-31 | [19 empty] | 90642.0195 | 5573.3605 | 0 | 0 | 0 | 0
1 | 1996 | 1996-09-30 | [7 empty] | 3012.9866 | 1 | [10 empty] | 87735.2871 | 5220.6121 | 0 | 0 | 0 | 0
1 | 1996 | 1996-10-31 | [19 empty] | 90257.6123 | 5549.7243 | 729.4923 | 44.8547 | 729.4923 | 44.8547
1 | 1996 | 1996-11-30 | [19 empty] | 89483.75 | 5324.6529 | 1822.4231 | 108.4417 | 1822.4231 | 54.2209
1 | 1996 | 1996-12-31 | [19 empty] | 0 | 0 | 0 | 0 | 0 | 0
1 | 1997 | 1997-04-30 | 3250 | 0 | 50.8003 | 1 | 0 | 0 | 0 | 4284.2432 | 1 | 0 | 312.3136 | 18.584 | 564.3975 | 33.584 | 1500 | 89.2562 | 115.3402 | UWFE | 0
1 | 1997 | 1997-05-31 | 8600.0205 | 1 | 50.1142 | 1 | 2600.0205 | 159.869 | 1 | 4051.2034 | 1 | 0 | 869.6248 | 53.4711 | 2219.1101 | 136.4478 | 1500 | 92.2314 | 187.1909 | UWFE | 0
1 | 1997 | 1997-06-30 | 8785.292 | 0 | 50.8682 | 1 | 0 | 0 | 0 | 3776.1697 | 1 | 0 | 771.6758 | 45.9179 | 2299.1306 | 136.8078 | 1500 | 89.2562 | 180.619 | IBU | 0
1 | 1997 | 1997-07-31 | 15565.1084 | 1 | 51.0289 | 1 | 3565.1084 | 219.21 | 1 | 3132.1919 | 1 | 0 | 889.0089 | 54.663 | 2607.4685 | 160.327 | 1500 | 92.2314 | 199.7264 | IBU | 0
1 | 1997 | 1997-08-31 | [19 empty] | 91754.5811 | 5641.7693 | 0 | 0 | 0 | 0
1 | 1997 | 1997-09-30 | [7 empty] | 2308.707 | 1 | [10 empty] | 84248.9375 | 5013.1599 | 0 | 0 | 0 | 0
1 | 1997 | 1997-10-31 | [19 empty] | 89158.6006 | 5482.1487 | 1005.2963 | 61.8133 | 1005.2963 | 61.8133
1 | 1997 | 1997-11-30 | [19 empty] | 89428.9971 | 5321.3949 | 1155.1072 | 68.7337 | 1155.1072 | 34.3668
1 | 1997 | 1997-12-31 | [19 empty] | 0 | 0 | 0 | 0 | 0 | 0
1 | 1998 | 1998-04-30 | 3250 | 0 | 51.3116 | 1 | 0 | 0 | 0 | 4367.8267 | 1 | 0 | 36.427 | 2.1676 | 359.4735 | 21.3902 | 1500 | 89.2562 | 101.0351 | UWFE | 0
1 | 1998 | 1998-05-31 | 14100.6455 | 1 | 48.4348 | 1 | 8100.6455 | 498.0893 | 1 | 4552 | 1 | 0 | 95.1975 | 5.8535 | 1202.3903 | 73.9321 | 1500 | 92.2314 | 132.1242 | UWFE | 0
1 | 1998 | 1998-06-30 | 16775.6562 | 1 | 50.811 | 1 | 6775.6562 | 403.1795 | 1 | 4500 | 1 | 0 | 1109.7554 | 66.035 | 2242.2817 | 133.425 | 1500 | 89.2562 | 188.9862 | UWFE | 0
1 | 1998 | 1998-07-31 | 14362.4873 | 1 | 53.3619 | 1 | 2362.4873 | 145.2637 | 1 | 4150 | 1 | 0 | 1396.9746 | 85.8966 | 2616.6782 | 160.8933 | 1500 | 92.2314 | 215.6264 | UWFE | 0
1 | 1998 | 1998-08-31 | [19 empty] | 86468.9062 | 5316.7658 | 0 | 0 | 0 | 0
1 | 1998 | 1998-09-30 | [7 empty] | 3400 | 1 | [10 empty] | 88005.7227 | 5236.7042 | 0 | 0 | 0 | 0
1 | 1998 | 1998-10-31 | [19 empty] | 90740.1367 | 5579.3935 | 53.2493 | 3.2742 | 53.2493 | 3.2742
1 | 1998 | 1998-11-30 | [19 empty] | 88483.4297 | 5265.1297 | 0 | 0 | 0 | 0
1 | 1998 | 1998-12-31 | [19 empty] | 0 | 0 | 0 | 0 | 0 | 0
1 | 1999 | 1999-04-30 | 3438.0725 | 0 | 51.1898 | 1 | 0 | 0 | 0 | 4552.1001 | 1 | 0 | 141.0689 | 8.3942 | 412.2113 | 24.5283 | 1500 | 89.2562 | 105.7174 | UWFE | 0
1 | 1999 | 1999-05-31 | 8437.208 | 1 | 50.6934 | 1 | 2437.208 | 149.8581 | 1 | 4552 | 1 | 0 | 838.4514 | 51.5544 | 2288.5784 | 140.7192 | 1500 | 92.2314 | 188.3682 | UWFE | 0
1 | 1999 | 1999-06-30 | 8144.7666 | 0 | 51.8515 | 1 | 0 | 0 | 0 | 4382.9727 | 1 | 0 | 1060.0844 | 63.0794 | 2226.5994 | 132.4919 | 1500 | 89.2562 | 187.0418 | UWFE | 0
1 | 1999 | 1999-07-31 | 16000 | 1 | 51.2936 | 1 | 4000 | 245.9504 | 1 | 3724.7222 | 1 | 0 | 1277.9015 | 78.5751 | 2616.6782 | 160.8933 | 1500 | 92.2314 | 211.9656 | IBU | 0
1 | 1999 | 1999-08-31 | [19 empty] | 90285.5068 | 5551.4394 | 0 | 0 | 0 | 0
1 | 1999 | 1999-09-30 | [7 empty] | 2879.5078 | 1 | [10 empty] | 85063.751 | 5061.6447 | 0 | 0 | 0 | 0
1 | 1999 | 1999-10-31 | [19 empty] | 88700.0186 | 5453.9516 | 1020.4208 | 62.7432 | 1020.4208 | 62.7432
1 | 1999 | 1999-11-30 | [19 empty] | 86044.9727 | 5120.0314 | 1214.3295 | 72.2576 | 1214.3295 | 36.1288
1 | 1999 | 1999-12-31 | [19 empty] | 0 | 0 | 0 | 0 | 0 | 0
2 | 2000 | 2000-04-30 | 3250 | 0 | 53.5498 | 1 | 0 | 0 | 0 | 4550.5093 | 1 | 0 | 37.465 | 2.2293 | 403.1705 | 23.9903 | 1500 | 89.2562 | 102.366 | UWFE | 0
2 | 2000 | 2000-05-31 | 7298.4775 | 1 | 51.9819 | 1 | 1298.4775 | 79.8403 | 1 | 4552 | 1 | 0 | 651.5164 | 40.0602 | 1855.6586 | 114.1 | 1500 | 92.2314 | 169.3115 | UWFE | 0
2 | 2000 | 2000-06-30 | 12915.8477 | 1 | 51.9336 | 1 | 2915.8477 | 173.505 | 1 | 4064.6836 | 1 | 0 | 1133.9868 | 67.4769 | 2300.9248 | 136.9145 | 1500 | 89.2562 | 191.4519 | IBU | 0
2 | 2000 | 2000-07-31 | 16243.5498 | 1 | 51.9685 | 1 | 4243.5498 | 260.9257 | 1 | 3391.2625 | 1 | 0 | 1372.8363 | 84.4124 | 2562.8928 | 157.5861 | 1500 | 92.2314 | 213.2307 | IBU | 0
2 | 2000 | 2000-08-31 | [19 empty] | 89268.6641 | 5488.9162 | 0 | 0 | 0 | 0
2 | 2000 | 2000-09-30 | [7 empty] | 2897.0579 | 1 | [10 empty] | 89757.7656 | 5340.958 | 0 | 0 | 0 | 0
2 | 2000 | 2000-10-31 | [19 empty] | 91791.709 | 5644.0522 | 877.7862 | 53.973 | 877.7862 | 53.973
2 | 2000 | 2000-11-30 | [19 empty] | 88170.917 | 5246.5339 | 1047.9904 | 62.3598 | 1047.9904 | 31.1799
2 | 2000 | 2000-12-31 | [19 empty] | 0 | 0 | 1045.7059 | 64.298 | 0 | 0
4 | 2001 | 2001-04-30 | 3250 | 0 | 51.856 | 1 | 0 | 0 | 0 | 3754.8384 | 1 | 1 | 153.8719 | 9.156 | 425.2702 | 25.3053 | 1418.6572 | 84.416 | 101.6466 | UWFE | 0
4 | 2001 | 2001-05-31 | 9349.0918 | 1 | 51.6698 | 1 | 3349.0918 | 205.9276 | 1 | 3513.1182 | 1 | 1 | 131.5108 | 8.0863 | 2330.0557 | 143.2695 | 1500 | 92.2314 | 167.9093 | IBU | 167.9093
4 | 2001 | 2001-06-30 | 13580.4258 | 1 | 52.1295 | 1 | 3580.4258 | 213.0501 | 1 | 3084.426 | 1 | 1 | 341.7346 | 20.3346 | 2635.1208 | 156.8006 | 1500 | 89.2562 | 177.8238 | IBU | 177.8238
4 | 2001 | 2001-07-31 | 11758.25 | 0 | 54.3565 | 0 | 0 | 0 | 0 | 2758.9373 | 1 | 1 | 395.1577 | 24.2973 | 2538.0757 | 156.0602 | 1500 | 92.2314 | 182.4101 | IBU | 0
4 | 2001 | 2001-08-31 | [19 empty] | 92242.5518 | 5671.7734 | 2668.2903 | 164.0668 | 2668.2903 | 164.0668
4 | 2001 | 2001-09-30 | [7 empty] | 2536.1399 | 1 | [10 empty] | 94657.2197 | 5632.4957 | 1212.2628 | 72.1346 | 1212.2628 | 72.1346
4 | 2001 | 2001-10-31 | [19 empty] | 91063.4443 | 5599.2729 | 1937.2272 | 119.1155 | 1937.2272 | 119.1155
4 | 2001 | 2001-11-30 | [19 empty] | 96749 | 5756.9653 | 1367.0464 | 81.3449 | 1367.0464 | 40.6725
4 | 2001 | 2001-12-31 | [19 empty] | 0 | 0 | 0 | 0 | 0 | 0
4 | 2002 | 2002-04-30 | 3790.3257 | 0 | 51.3936 | 1 | 0 | 0 | 0 | 4552.1001 | 1 | 1 | 592.5997 | 35.2621 | 570.9269 | 33.9725 | 1500 | 89.2562 | 123.8735 | UWFE | 0
4 | 2002 | 2002-05-31 | 8129.605 | 1 | 50.4231 | 1 | 2129.605 | 130.9443 | 1 | 4345.9795 | 1 | 1 | 512.009 | 31.4822 | 2032.462 | 124.9712 | 1500 | 92.2314 | 170.4581 | UWFE | 0
4 | 2002 | 2002-06-30 | 11090.0508 | 1 | 51.0783 | 1 | 1090.0508 | 64.8625 | 1 | 3872.0471 | 1 | 1 | 765.8829 | 45.5732 | 2710.3994 | 161.28 | 1500 | 89.2562 | 192.6828 | IBU | 64.8625
4 | 2002 | 2002-07-31 | 14797.6426 | 1 | 51.4997 | 1 | 2797.6426 | 172.0203 | 1 | 3213.6313 | 1 | 1 | 838.2012 | 51.539 | 2538.0757 | 156.0602 | 1500 | 92.2314 | 196.031 | IBU | 172.0203
4 | 2002 | 2002-08-31 | [19 empty] | 92011.7979 | 5657.5849 | 1265.3412 | 77.8028 | 1265.3412 | 77.8028
4 | 2002 | 2002-09-30 | [7 empty] | 2964.5288 | 1 | [10 empty] | 95016.0933 | 5653.8502 | 1150.0072 | 68.4302 | 1150.0072 | 68.4302
4 | 2002 | 2002-10-31 | [19 empty] | 92889.2217 | 5711.5356 | 1966.7502 | 120.9308 | 1966.7502 | 120.9308
4 | 2002 | 2002-11-30 | [19 empty] | 93899.333 | 5587.3983 | 797.5587 | 47.458 | 797.5587 | 23.729
4 | 2002 | 2002-12-31 | [19 empty] | 0 | 0 | 0 | 0 | 0 | 0
OFF
ON

## Calc-Upper2+BN
Controls | Keswick |  |  | Clear Creek Temp |  |  | Shasta Storage |  |  | WYT Control |  |  |  | Release Schedule |  |  | Delevan Release |  |  | Flow Below Red Bluff |  |  | Flow Below Hamilton City |  |  | UWFE Restriction
| April | 6000 | Minimum rule for exchange | April | 99999 | No rule | April | 99999 | No rule | W | 1 | 0 |  | Aug | 1 |  | April | 1500 |  | April | 3250 |  | April | 4000 |  | 2
| May | 6000 | Minimum rule for exchange | May | 56 | Max for pre-critical | May | 99999 | No rule | AN | 2 | 0 |  | Sep | 1 |  | May | 1500 |  | May | 3250 |  | May | 4000
| Jun | 10000 | Minimum rule for exchange | Jun | 56 | Max for pre-critical | Jun | 99999 | No rule | BN | 3 | 1 |  | Oct | 1 |  | Jun | 1500 |  | Jun | 3250 |  | Jun | 4000
| Jul | 12000 | Minimum rule for exchange | Jul | 53.5 | Max critical season (Jul 1) | Jul | 99999 | No rule | D | 4 | 1 |  | Nov | 0.5 |  | Jul | 1500 |  | Jul | 3250 |  | Jul | 4000
| Aug | 99999 | Max release |  |  |  | Sep - low | 0 | No rule | C | 5 | 1 |  | Dec | 0
| Sep | 99999 | Max release |  |  |  | Sep - high | 99999
| Oct | 99999 | Max release
| Nov | 99999 | Max release
| Dec | 0 | No release | [26 empty] | Apr - Jul | Apr - Jul | Apr - Jul | Aug-Dec | Aug-Dec | Aug-Dec | Apr-Dec
|  |  | Keswick Flow |  | Clear Creek Temp |  | Upstream |  |  | Shasta Storage |  | WYT Control | TC Diversion |  | GC Diversion |  | Delevan Release Available |  | Sac River Exchangeable | COA Condition | Exchangeable Water | Potential Temperature Control/WUA Flow |  | Banks Capacity |  | Diversion Capacity |  |  |  | 1 | 2 | 1 & 2 | 3 | 4 | 3 & 4 | 1 - 4
WYT (Jan-Dec) |  |  | CFS | Flag | F | Flag | CFS | TAF | Flag | TAF | Flag | Flag | CFS | TAF | CFS | TAF | CFS | TAF | TAF |  | TAF | CFS | TAF | CFS | TAF | CFS | TAF |  | WYT | Upstream Water | Reduceable Diversions | Exchangeable Water | Habitat Improvement | Banks Capacity | Diversion Capacity | Storable Water
1 | 1922 | 1922-04-30 | 4490.9214 | 0 | 53.8048 | 1 | 0 | 0 | 0 | 4552 | 1 | 0 | 373.6106 | 22.2314 | 533.2571 | 31.731 | 1500 | 89.2562 | 116.2374 | UWFE | 0 | [6 empty] | 1922 | 1 | 375.879 | 704.3698 | 0 | 21762.282 | 131.7231 | 98.8474 | 0 | Storable Water
1 | 1922 | 1922-05-31 | 11232.6396 | 1 | 55.4084 | 1 | 5232.6396 | 321.7425 | 1 | 4552 | 1 | 0 | 868.2706 | 53.3879 | 2241.9163 | 137.8501 | 1500 | 92.2314 | 187.8504 | UWFE | 0 | [6 empty] | 1923 | 3 | 198.6744 | 652.5345 | 0 | 22757.6851 | 218.305 | 104.6211 | 0 | LT | 68.3381
1 | 1922 | 1922-06-30 | 10909.7949 | 1 | 53.3298 | 1 | 909.7949 | 54.1366 | 1 | 4241.4727 | 1 | 0 | 1108.193 | 65.9421 | 2347.4187 | 139.6811 | 1500 | 89.2562 | 192.0678 | UWFE | 0 | [6 empty] | 1924 | 5 | 161.1438 | 617.918 | 161.1438 | 22888.1065 | 598.658 | 365.6046 | 161.1438 | DP | 116.923
1 | 1922 | 1922-07-31 | 12170.3496 | 1 | 54.132 | 0 | 0 | 0 | 0 | 3788.6909 | 1 | 0 | 1209.6676 | 74.3796 | 2562.8928 | 157.5861 | 1500 | 92.2314 | 208.2143 | IBU | 0 | [6 empty] | 1925 | 4 | 43.7915 | 654.487 | 42.7647 | 22582.1515 | 376.9674 | 267.3898 | 42.7647 | W | 0
1 | 1922 | 1922-08-31 | [19 empty] | 89237.1475 | 5486.9783 | 0 | 0 | 0 | 0 | 1926 | 4 | 194.1076 | 628.7493 | 173.3633 | 22920.1239 | 222.8758 | 222.8758 | 173.3633 | AN | 0
1 | 1922 | 1922-09-30 | [7 empty] | 2693.5151 | 1 | [10 empty] | 82918.2539 | 4933.9787 | 136.4151 | 8.1173 | 136.4151 | 8.1173 | 1927 | 2 | 577.1707 | 702.4023 | 0 | 22032.4255 | 102.3285 | 84.6659 | 0 | BN | 124.7216
1 | 1922 | 1922-10-31 | [19 empty] | 95405.1709 | 5866.2353 | 940.9135 | 57.8545 | 940.9135 | 57.8545 | 1928 | 2 | 530.6434 | 653.2723 | 0 | 21821.9976 | 112.6907 | 81.9271 | 0 | D | 156.2932
1 | 1922 | 1922-11-30 | [19 empty] | 92011.9229 | 5475.0896 | 1104.9873 | 65.7513 | 1104.9873 | 32.8757 | 1929 | 5 | 127.9222 | 580.1331 | 127.9222 | 22823.1522 | 547.3502 | 406.4382 | 127.9222 | C | 86.4651
1 | 1922 | 1922-12-31 | [19 empty] | 0 | 0 | 0 | 0 | 0 | 0 | 1930 | 4 | 0 | 613.883 | 0 | 22966.4138 | 529.9975 | 359.2688 | 0
3 | 1923 | 1923-04-30 | 3250 | 0 | 52.3498 | 1 | 0 | 0 | 0 | 3743.0518 | 1 | 1 | 244.4835 | 14.5478 | 427.7815 | 25.4548 | 1500 | 89.2562 | 109.2575 | UWFE | 0 | [6 empty] | 1931 | 5 | 174.2347 | 600.0615 | 174.2347 | 22998.7901 | 417.2065 | 377.6387 | 174.2347 | 68.3381 | 26 | 205.4716
3 | 1923 | 1923-05-31 | 9231.1299 | 1 | 55.4485 | 1 | 3231.1299 | 198.6744 | 1 | 3524.2053 | 1 | 1 | 301.417 | 18.5334 | 2265.7722 | 139.3169 | 1500 | 92.2314 | 171.1566 | UWFE | 0 | [6 empty] | 1932 | 5 | 0 | 577.6735 | 0 | 22993.964 | 468.2117 | 269.7891 | 0 | 15 | 31 | 178.1567
3 | 1923 | 1923-06-30 | 9187.7715 | 0 | 53.1515 | 1 | 0 | 0 | 0 | 3273.1863 | 1 | 1 | 530.3787 | 31.5597 | 2621.1877 | 155.9715 | 1500 | 89.2562 | 183.0218 | IBU | 0 | [6 empty] | 1933 | 5 | 30.8252 | 581.3961 | 0 | 22995.8038 | 364.8249 | 284.7827 | 0 | 30 | 29 | 189.0015
3 | 1923 | 1923-07-31 | 11611.9492 | 0 | 55.3772 | 0 | 0 | 0 | 0 | 2867.1321 | 1 | 1 | 613.4034 | 37.7167 | 2537.3855 | 156.0178 | 1500 | 92.2314 | 189.0986 | IBU | 0 | [6 empty] | 1934 | 5 | 61.1408 | 586.0952 | 61.1408 | 23163.3419 | 541.7066 | 464.9581 | 61.1408 | 60 | 27 | 200.126
3 | 1923 | 1923-08-31 | [19 empty] | 90980.1094 | 5594.1489 | 223.2617 | 13.7278 | 223.2617 | 13.7278 | 1935 | 4 | 0 | 621.904 | 0 | 23012.1927 | 121.2343 | 106.9191 | 0 | 90 | 26 | 205.4716
3 | 1923 | 1923-09-30 | [7 empty] | 2596.2393 | 1 | [10 empty] | 95583.356 | 5687.6047 | 0 | 0 | 0 | 0 | 1936 | 3 | 0 | 640.0658 | 0 | 22674.993 | 178.0867 | 107.0938 | 0 | 100 | 26 | 205.4716
3 | 1923 | 1923-10-31 | [19 empty] | 95392.6621 | 5865.4662 | 906.5126 | 55.7393 | 906.5126 | 55.7393 | 1937 | 4 | 0 | 644.8553 | 0 | 22514.1165 | 104.7467 | 104.7467 | 0 | 120 | 23 | 217.9221
3 | 1923 | 1923-11-30 | [19 empty] | 94286.9878 | 5610.4654 | 1181.5662 | 70.3081 | 1181.5662 | 35.154 | 1938 | 1 | 467.8515 | 685.2986 | 0 | 21785.5382 | 2.9733 | 2.9733 | 0 | 150 | 21 | 225.6136
3 | 1923 | 1923-12-31 | [19 empty] | 0 | 0 | 1277.1647 | 78.5298 | 0 | 0 | 1939 | 3 | 397.2899 | 676.8093 | 315.0676 | 22291.0879 | 623.408 | 458.5078 | 315.0676 | 180 | 14 | 255.6096
5 | 1924 | 1924-04-30 | 5624.3779 | 0 | 51.9006 | 1 | 0 | 0 | 0 | 2500 | 1 | 1 | 202.0041 | 12.0201 | 537.101 | 31.9597 | 1411.9502 | 84.0169 | 106.0068 | IBU | 0 | [6 empty] | 1940 | 2 | 229.3982 | 663.7744 | 0 | 22070.3476 | 129.2047 | 96.3135 | 0 | 210 | 10 | 282.4864
5 | 1924 | 1924-05-31 | 8620.7529 | 1 | 55.0898 | 1 | 2620.7529 | 161.1438 | 1 | 2135.3757 | 1 | 1 | 220.0907 | 13.5328 | 2324.4033 | 142.922 | 1500 | 92.2314 | 170.4588 | IBU | 161.1438 | [6 empty] | 1941 | 1 | 840.2123 | 667.1199 | 0 | 21450.9784 | 62.0051 | 48.4492 | 0 | 240 | 7 | 304.4381
5 | 1924 | 1924-06-30 | 8906.1973 | 0 | 56.1863 | 0 | 0 | 0 | 0 | 1764.8621 | 1 | 1 | 251.7825 | 14.9821 | 2484.0364 | 147.8104 | 1500 | 89.2562 | 170.6525 | IBU | 0 | [6 empty] | 1942 | 1 | 277.6817 | 681.4633 | 0 | 21514.8933 | 142.9707 | 106.1414 | 0
5 | 1924 | 1924-07-31 | 9371.8037 | 0 | 55.104 | 0 | 0 | 0 | 0 | 1413.5541 | 1 | 1 | 274.1045 | 16.854 | 2281.4834 | 140.2829 | 1500 | 92.2314 | 170.7999 | IBU | 0 | [6 empty] | 1943 | 1 | 317.6537 | 677.9353 | 0 | 21355.304 | 283.8382 | 197.6067 | 0
5 | 1924 | 1924-08-31 | [19 empty] | 91864.5312 | 5648.5299 | 3013.0115 | 185.2629 | 3013.0115 | 185.2629 | 1944 | 4 | 0 | 536.4356 | 0 | 22830.6237 | 425.3561 | 270.9442 | 0
5 | 1924 | 1924-09-30 | [7 empty] | 953.8166 | 1 | [10 empty] | 93796.9165 | 5581.3041 | 1832.2587 | 109.027 | 1832.2587 | 109.027 | 1945 | 3 | 114.7313 | 638.1036 | 114.7313 | 22557.9309 | 122.3942 | 101.631 | 101.631
5 | 1924 | 1924-10-31 | [19 empty] | 95975.561 | 5901.3072 | 661.1058 | 40.6498 | 661.1058 | 40.6498 | 1946 | 2 | 407.8843 | 703.6485 | 0 | 21810.7748 | 168.4989 | 119.5633 | 0
5 | 1924 | 1924-11-30 | [19 empty] | 96749 | 5756.9653 | 1030.6826 | 61.3299 | 1030.6826 | 30.6649 | 1947 | 4 | 277.5591 | 637.8422 | 277.5591 | 22894.2721 | 397.171 | 267.6986 | 267.6986
5 | 1924 | 1924-12-31 | [19 empty] | 0 | 0 | 3291.533 | 202.3885 | 0 | 0 | 1948 | 3 | 208.5768 | 636.5966 | 12.5247 | 22611.1615 | 206.4982 | 88.6723 | 12.5247
4 | 1925 | 1925-04-30 | 3250 | 0 | 49.611 | 1 | 0 | 0 | 0 | 4202.8247 | 1 | 1 | 154.969 | 9.2213 | 375.546 | 22.3465 | 1500 | 89.2562 | 105.0401 | UWFE | 0 | [6 empty] | 1949 | 4 | 193.3107 | 668.0887 | 156.3879 | 22604.7101 | 433.9174 | 315.7064 | 156.3879
4 | 1925 | 1925-05-31 | 6016.6982 | 1 | 50.3644 | 1 | 16.6982 | 1.0267 | 1 | 4282.1665 | 1 | 1 | 377.7913 | 23.2295 | 1796.5596 | 110.4661 | 1500 | 92.2314 | 159.0792 | UWFE | 0 | [6 empty] | 1950 | 4 | 24.3918 | 648.7087 | 0 | 22157.0161 | 112.0731 | 112.0731 | 0
4 | 1925 | 1925-06-30 | 9612.4141 | 0 | 50.7997 | 1 | 0 | 0 | 0 | 3989.9407 | 1 | 1 | 794.0576 | 47.2497 | 2591.7786 | 154.2215 | 1500 | 89.2562 | 189.9918 | IBU | 0 | [6 empty] | 1951 | 2 | 318.2121 | 645.2134 | 0 | 21976.4569 | 123.9875 | 91.2618 | 0
4 | 1925 | 1925-07-31 | 12695.502 | 1 | 51.4569 | 1 | 695.502 | 42.7647 | 1 | 3437.5415 | 1 | 1 | 979.5245 | 60.2286 | 2538.0757 | 156.0602 | 1500 | 92.2314 | 200.3758 | IBU | 42.7647 | [6 empty] | 1952 | 1 | 697.7898 | 685.729 | 0 | 21660.3407 | 58.6101 | 36.6861 | 0
4 | 1925 | 1925-08-31 | [19 empty] | 90169.4141 | 5544.3012 | 1755.4484 | 107.9383 | 1755.4484 | 107.9383 | 1953 | 1 | 393.9429 | 699.8034 | 0 | 21378.2079 | 184.1661 | 127.2991 | 0
4 | 1925 | 1925-09-30 | [7 empty] | 2972.5574 | 1 | [10 empty] | 94122.396 | 5600.6715 | 601.6094 | 35.7982 | 601.6094 | 35.7982 | 1954 | 2 | 628.7595 | 682.9989 | 0 | 22009.5361 | 98.617 | 73.8557 | 0
4 | 1925 | 1925-10-31 | [19 empty] | 94097.9453 | 5785.8571 | 1509.1989 | 92.797 | 1509.1989 | 92.797 | 1955 | 4 | 146.3993 | 650.4859 | 146.3993 | 22858.0566 | 316.7675 | 274.178 | 146.3993
4 | 1925 | 1925-11-30 | [19 empty] | 94973.6006 | 5651.3217 | 1037.1134 | 61.7125 | 1037.1134 | 30.8563 | 1956 | 1 | 238.4128 | 688.1348 | 0 | 21520.0176 | 69.8032 | 51.0419 | 0
4 | 1925 | 1925-12-31 | [19 empty] | 0 | 0 | 1280.2795 | 78.7213 | 0 | 0 | 1957 | 2 | 515.4997 | 678.5345 | 0 | 22125.8127 | 311.108 | 242.9215 | 0
4 | 1926 | 1926-04-30 | 3250 | 0 | 51.2123 | 1 | 0 | 0 | 0 | 3896.7319 | 1 | 1 | 52.2226 | 3.1075 | 311.7583 | 18.5509 | 1500 | 89.2562 | 100.0854 | UWFE | 0 | [6 empty] | 1958 | 1 | 412.3229 | 667.2833 | 0 | 21442.4991 | 93.3707 | 48.244 | 0
4 | 1926 | 1926-05-31 | 8995.4434 | 1 | 50.1938 | 1 | 2995.4434 | 184.1826 | 1 | 3570.7637 | 1 | 1 | 105.3316 | 6.4766 | 2210.8083 | 135.9373 | 1500 | 92.2314 | 163.4384 | IBU | 163.4384 | [6 empty] | 1959 | 3 | 504.1242 | 681.4201 | 328.8254 | 22296.3089 | 344.7632 | 180.1609 | 180.1609
4 | 1926 | 1926-06-30 | 10166.7949 | 1 | 51.8018 | 1 | 166.7949 | 9.925 | 1 | 3144.4993 | 1 | 1 | 393.1129 | 23.3918 | 2714.9617 | 161.5514 | 1500 | 89.2562 | 181.7278 | IBU | 9.925 | [6 empty] | 1960 | 4 | 382.2012 | 605.6054 | 306.2832 | 22673.423 | 422.7664 | 263.7978 | 263.7978
4 | 1926 | 1926-07-31 | 11392.6768 | 0 | 53.7891 | 0 | 0 | 0 | 0 | 2700.4294 | 1 | 1 | 430.5342 | 26.4725 | 2538.0757 | 156.0602 | 1500 | 92.2314 | 183.4978 | IBU | 0 | [6 empty] | 1961 | 4 | 359.5936 | 650.41 | 192.7739 | 22564.7762 | 593.4829 | 456.6647 | 192.7739
4 | 1926 | 1926-08-31 | [19 empty] | 91690.6279 | 5637.837 | 1075.4595 | 66.1274 | 1075.4595 | 66.1274 | 1962 | 3 | 350.8485 | 686.2466 | 198.8425 | 22412.44 | 20.0458 | 20.0458 | 20.0458
4 | 1926 | 1926-09-30 | [7 empty] | 2281.957 | 1 | [10 empty] | 95112.1768 | 5659.5675 | 1022.28 | 60.8299 | 1022.28 | 60.8299 | 1963 | 1 | 1727.2135 | 677.1254 | 0 | 21820.5269 | 160.5331 | 106.1404 | 0
4 | 1926 | 1926-10-31 | [19 empty] | 95397.3447 | 5865.7541 | 1559.9655 | 95.9185 | 1559.9655 | 95.9185 | 1964 | 4 | 202.9533 | 649.6019 | 154.4018 | 22854.9373 | 318.5201 | 259.264 | 154.4018
4 | 1926 | 1926-11-30 | [19 empty] | 96749 | 5756.9653 | 0 | 0 | 0 | 0 | 1965 | 1 | 332.6335 | 667.6 | 0 | 21882.5786 | 84.2143 | 71.566 | 0
4 | 1926 | 1926-12-31 | [19 empty] | 0 | 0 | 0 | 0 | 0 | 0 | 1966 | 3 | 622.644 | 692.2432 | 554.808 | 22397.0894 | 202.3592 | 167.806 | 167.806
2 | 1927 | 1927-04-30 | 9794.8115 | 1 | 47.5787 | 1 | 3794.8115 | 225.807 | 1 | 4552 | 1 | 0 | 550.7923 | 32.7744 | 486.0442 | 28.9216 | 1500 | 89.2562 | 120.1042 | UWFE | 0 | [6 empty] | 1967 | 1 | 650.6208 | 666.8276 | 0 | 21797.7304 | 121.2366 | 69.9085 | 0
2 | 1927 | 1927-05-31 | 7714.3828 | 1 | 50.2014 | 1 | 1714.3828 | 105.4133 | 1 | 4552 | 1 | 0 | 894.1383 | 54.9784 | 2249.6934 | 138.3283 | 1500 | 92.2314 | 188.8847 | UWFE | 0 | [6 empty] | 1968 | 3 | 497.0156 | 644.8133 | 380.8543 | 22802.487 | 131.1443 | 117.7869 | 117.7869
2 | 1927 | 1927-06-30 | 8988.9209 | 0 | 51.1298 | 1 | 0 | 0 | 0 | 4290.3853 | 1 | 0 | 1054.7291 | 62.7607 | 2141.7219 | 127.4413 | 1500 | 89.2562 | 184.3572 | UWFE | 0 | [6 empty] | 1969 | 1 | 438.4583 | 692.7865 | 0 | 22009.9151 | 17.675 | 17.675 | 0
2 | 1927 | 1927-07-31 | 16000 | 1 | 51.3325 | 1 | 4000 | 245.9504 | 1 | 3557.6995 | 1 | 0 | 1278.4689 | 78.61 | 2521.4749 | 155.0394 | 1500 | 92.2314 | 209.0561 | IBU | 0 | [6 empty] | 1970 | 1 | 344.982 | 613.5278 | 0 | 21656.5126 | 170.5214 | 137.4207 | 0
2 | 1927 | 1927-08-31 | [19 empty] | 88882.0723 | 5465.1456 | 131.2157 | 8.0681 | 131.2157 | 8.0681 | 1971 | 1 | 413.6983 | 685.4588 | 0 | 21546.7282 | 198.776 | 148.0918 | 0
2 | 1927 | 1927-09-30 | [7 empty] | 2812.228 | 1 | [10 empty] | 89196.4268 | 5307.556 | 0 | 0 | 0 | 0 | 1972 | 3 | 529.1849 | 647.495 | 364.9787 | 22769.8664 | 297.7175 | 229.2409 | 229.2409
2 | 1927 | 1927-10-31 | [19 empty] | 92950.9941 | 5715.3339 | 958.4877 | 58.9351 | 958.4877 | 58.9351 | 1973 | 2 | 456.3623 | 697.3503 | 0 | 21090.2994 | 104.9109 | 104.9109 | 0
2 | 1927 | 1927-11-30 | [19 empty] | 93176.5547 | 5544.39 | 593.6611 | 35.3253 | 593.6611 | 17.6626 | 1974 | 1 | 37.0389 | 679.962 | 0 | 21548.9751 | 158.6533 | 117.2435 | 0
2 | 1927 | 1927-12-31 | [19 empty] | 0 | 0 | 0 | 0 | 0 | 0 | 1975 | 1 | 358.2199 | 704.9857 | 0 | 21731.6053 | 123.3349 | 90.4352 | 0
2 | 1928 | 1928-04-30 | 3250 | 0 | 51.2807 | 1 | 0 | 0 | 0 | 4536.6592 | 1 | 0 | 195.058 | 11.6068 | 419.7452 | 24.9766 | 1500 | 89.2562 | 107.5479 | UWFE | 0 | [6 empty] | 1976 | 4 | 250.9675 | 607.4936 | 172.0144 | 22584.218 | 561.1327 | 367.7227 | 172.0144
2 | 1928 | 1928-05-31 | 7197.1987 | 1 | 51.6729 | 1 | 1197.1987 | 73.6129 | 1 | 4435.5835 | 1 | 0 | 357.5026 | 21.982 | 2314.5017 | 142.3132 | 1500 | 92.2314 | 174.379 | UWFE | 0 | [6 empty] | 1977 | 5 | 196.3267 | 601.9224 | 196.3267 | 22792.244 | 635.3522 | 469.6129 | 196.3267
2 | 1928 | 1928-06-30 | 13547.3184 | 1 | 51.1934 | 1 | 3547.3184 | 211.0801 | 1 | 3819.0554 | 1 | 0 | 655.3317 | 38.9949 | 2329.1833 | 138.596 | 1500 | 89.2562 | 178.0517 | IBU | 0 | [6 empty] | 1978 | 2 | 217.9635 | 695.2552 | 0 | 22304.1915 | 86.7029 | 43.2801 | 0
2 | 1928 | 1928-07-31 | 16000 | 1 | 52.2686 | 1 | 4000 | 245.9504 | 1 | 3098.6023 | 1 | 0 | 724.3493 | 44.5385 | 2562.8928 | 157.5861 | 1500 | 92.2314 | 193.2937 | IBU | 0 | [6 empty] | 1979 | 4 | 34.8776 | 653.8069 | 34.8776 | 22800.9766 | 125.5008 | 89.0119 | 34.8776
2 | 1928 | 1928-08-31 | [19 empty] | 87836.874 | 5400.8789 | 4.0737 | 0.25048 | 4.0737 | 0.25048 | 1980 | 2 | 40.0834 | 678.4036 | 0 | 22086.0199 | 39.2826 | 31.818 | 0
2 | 1928 | 1928-09-30 | [7 empty] | 2247.1189 | 1 | [10 empty] | 87919.5518 | 5231.5766 | 0 | 0 | 0 | 0 | 1981 | 4 | 591.6002 | 674.7652 | 493.1475 | 22629.243 | 328.5317 | 328.5317 | 328.5317
2 | 1928 | 1928-10-31 | [19 empty] | 91149.4492 | 5604.5612 | 828.0195 | 50.9129 | 828.0195 | 50.9129 | 1982 | 1 | 1125.4426 | 640.3691 | 0 | 22172.4407 | 0 | 0 | 0
2 | 1928 | 1928-11-30 | [19 empty] | 93858.7065 | 5584.9809 | 1034.0005 | 61.5273 | 1034.0005 | 30.7637 | 1983 | 1 | 1379.8435 | 680.2609 | 0 | 21271.9594 | 19.841 | 19.841 | 0
2 | 1928 | 1928-12-31 | [19 empty] | 0 | 0 | 0 | 0 | 0 | 0 | 1984 | 1 | 407.1062 | 692.3224 | 0 | 22064.6292 | 71.7163 | 71.7163 | 0
5 | 1929 | 1929-04-30 | 3250 | 0 | 51.1923 | 1 | 0 | 0 | 0 | 2771.0933 | 1 | 1 | 223.3833 | 13.2922 | 516.5081 | 30.7344 | 785.2163 | 46.7236 | 68.7369 | UWFE | 0 | [6 empty] | 1985 | 3 | 489.5172 | 656.3419 | 476.8298 | 22629.1947 | 253.3775 | 227.6734 | 227.6734
5 | 1929 | 1929-05-31 | 8080.4556 | 1 | 51.6781 | 1 | 2080.4556 | 127.9222 | 1 | 2547.7896 | 1 | 1 | 306.9447 | 18.8733 | 2370.6716 | 145.7669 | 1500 | 92.2314 | 174.5515 | IBU | 127.9222 | [6 empty] | 1986 | 1 | 63.8032 | 643.0755 | 0 | 22143.3342 | 288.0629 | 169.1573 | 0
5 | 1929 | 1929-06-30 | 8416.8945 | 0 | 54.2862 | 1 | 0 | 0 | 0 | 2247.3098 | 1 | 1 | 280.0013 | 16.6612 | 2189.3926 | 130.2779 | 1500 | 89.2562 | 162.7258 | IBU | 0 | [6 empty] | 1987 | 4 | 384.2392 | 639.5103 | 345.5485 | 22763.141 | 559.0071 | 448.9964 | 345.5485
5 | 1929 | 1929-07-31 | 12141.1709 | 1 | 55.6233 | 0 | 0 | 0 | 0 | 1718.2078 | 1 | 1 | 382.0605 | 23.492 | 2281.4834 | 140.2829 | 1500 | 92.2314 | 174.1189 | IBU | 0 | [6 empty] | 1988 | 5 | 110.6356 | 562.6376 | 110.6356 | 22845.5491 | 534.8163 | 416.2677 | 110.6356
5 | 1929 | 1929-08-31 | [19 empty] | 92112.0669 | 5663.7502 | 2623.3906 | 161.306 | 2623.3906 | 161.306 | 1989 | 4 | 354.8644 | 654.2174 | 283.0543 | 22908.8508 | 434.551 | 264.6892 | 264.6892
5 | 1929 | 1929-09-30 | [7 empty] | 1326.9272 | 1 | [10 empty] | 94693.3257 | 5634.6442 | 1966.5052 | 117.0152 | 1966.5052 | 117.0152 | 1990 | 5 | 0 | 508.5089 | 0 | 22814.6279 | 684.5884 | 450.56 | 0
5 | 1929 | 1929-10-31 | [19 empty] | 94798.6035 | 5828.9389 | 1369.0618 | 84.1803 | 1369.0618 | 84.1803 | 1991 | 5 | 45.8861 | 601.8979 | 0 | 22884.8045 | 691.6938 | 455.6393 | 0
5 | 1929 | 1929-11-30 | [19 empty] | 95721.4009 | 5695.8189 | 1476.7601 | 87.8733 | 1476.7601 | 43.9367 | 1992 | 5 | 184.4094 | 595.2542 | 184.4094 | 22868.9741 | 529.4604 | 374.2098 | 184.4094
5 | 1929 | 1929-12-31 | [19 empty] | 0 | 0 | 1577.1521 | 96.9753 | 0 | 0 | 1993 | 2 | 368.517 | 678.6589 | 0 | 22047.8888 | 150.0172 | 97.9693 | 0
4 | 1930 | 1930-04-30 | 3250 | 0 | 51.2395 | 1 | 0 | 0 | 0 | 2916.8228 | 1 | 1 | 44.5087 | 2.6484 | 392.623 | 23.3627 | 1500 | 89.2562 | 102.2618 | UWFE | 0 | [6 empty] | 1994 | 5 | 21.7683 | 561.5149 | 21.7683 | 22936.9054 | 521.344 | 366.6581 | 21.7683
4 | 1930 | 1930-05-31 | 5412.9868 | 0 | 51.4721 | 1 | 0 | 0 | 0 | 2856.511 | 1 | 1 | 14.9967 | 0.92211 | 2146.5247 | 131.9847 | 1500 | 92.2314 | 158.6848 | UWFE | 0 | [6 empty] | 1995 | 1 | 374.4981 | 676.6273 | 0 | 21622.1799 | 112.6723 | 60.0964 | 0
4 | 1930 | 1930-06-30 | 8881.8975 | 0 | 52.8993 | 1 | 0 | 0 | 0 | 2536.0442 | 1 | 1 | 199.5901 | 11.8764 | 2714.9617 | 161.5514 | 1500 | 89.2562 | 175.9701 | IBU | 0 | [6 empty] | 1996 | 1 | 470.8269 | 673.7036 | 0 | 21668.3498 | 153.2964 | 99.0756 | 0
4 | 1930 | 1930-07-31 | 9171.2354 | 0 | 55.4815 | 0 | 0 | 0 | 0 | 2214.1086 | 1 | 1 | 218.0871 | 13.4097 | 2538.0757 | 156.0602 | 1500 | 92.2314 | 176.9663 | IBU | 0 | [6 empty] | 1997 | 1 | 379.079 | 682.8765 | 0 | 21458.4727 | 130.5469 | 96.1801 | 0
4 | 1930 | 1930-08-31 | [19 empty] | 92245.4409 | 5671.9511 | 2140.2126 | 131.5965 | 2140.2126 | 131.5965 | 1998 | 1 | 1046.5325 | 637.7718 | 0 | 21397.9932 | 3.2742 | 3.2742 | 0
4 | 1930 | 1930-09-30 | [7 empty] | 1915.0425 | 1 | [10 empty] | 95941.9685 | 5708.9436 | 1280.4639 | 76.1929 | 1280.4639 | 76.1929 | 1999 | 1 | 395.8085 | 693.093 | 0 | 21187.0671 | 135.0008 | 98.872 | 0
4 | 1930 | 1930-10-31 | [19 empty] | 95080.6509 | 5846.2813 | 1605.8981 | 98.7428 | 1605.8981 | 98.7428 | 2000 | 2 | 514.271 | 676.3601 | 0 | 21720.4603 | 180.6307 | 85.1528 | 0
4 | 1930 | 1930-11-30 | [19 empty] | 96451.0798 | 5739.2378 | 1772.533 | 105.473 | 1772.533 | 52.7365 | 2001 | 4 | 418.9778 | 629.7899 | 345.7331 | 22660.5074 | 436.6618 | 395.9893 | 345.7331
4 | 1930 | 1930-12-31 | [19 empty] | 0 | 0 | 1918.9597 | 117.9922 | 0 | 0 | 2002 | 4 | 367.8272 | 683.0454 | 236.8829 | 22610.369 | 314.6218 | 290.8928 | 236.8829
5 | 1931 | 1931-04-30 | 6839.519 | 1 | 50.9566 | 1 | 839.519 | 49.9549 | 1 | 1860.2615 | 1 | 1 | 166.2087 | 9.8901 | 541.1191 | 32.1988 | 1500 | 89.2562 | 110.3007 | IBU | 49.9549
5 | 1931 | 1931-05-31 | 8021.2178 | 1 | 54.4401 | 1 | 2021.2178 | 124.2798 | 1 | 1533.4961 | 1 | 1 | 149.4881 | 9.1917 | 2010.7308 | 123.635 | 1500 | 92.2314 | 158.6447 | IBU | 124.2798
5 | 1931 | 1931-06-30 | 8236.2363 | 0 | 53.9153 | 1 | 0 | 0 | 0 | 1203.6804 | 1 | 1 | 183.682 | 10.9298 | 2250.9431 | 133.9404 | 1500 | 89.2562 | 161.6913 | IBU | 0
5 | 1931 | 1931-07-31 | 9719.4023 | 0 | 56.5546 | 0 | 0 | 0 | 0 | 751.5536 | 1 | 1 | 229.3762 | 14.1038 | 2281.4834 | 140.2829 | 1500 | 92.2314 | 169.4248 | IBU | 0
5 | 1931 | 1931-08-31 | [19 empty] | 92453.1548 | 5684.7229 | 1954.8474 | 120.1989 | 1954.8474 | 120.1989
5 | 1931 | 1931-09-30 | [7 empty] | 558.6163 | 1 | [10 empty] | 95634.481 | 5690.6468 | 2060.6035 | 122.6144 | 2060.6035 | 122.6144
5 | 1931 | 1931-10-31 | [19 empty] | 95356.6157 | 5863.2498 | 1549.2155 | 95.2575 | 1549.2155 | 95.2575
5 | 1931 | 1931-11-30 | [19 empty] | 96802.8669 | 5760.1706 | 1329.9177 | 79.1356 | 1329.9177 | 39.5678
5 | 1931 | 1931-12-31 | [19 empty] | 0 | 0 | 0 | 0 | 0 | 0
5 | 1932 | 1932-04-30 | 3250 | 0 | 49.3479 | 1 | 0 | 0 | 0 | 1787.3011 | 1 | 1 | 0 | 0 | 527.2299 | 31.3724 | 1207.2068 | 71.8338 | 87.52 | UWFE | 0
5 | 1932 | 1932-05-31 | 4951.0298 | 0 | 51.6594 | 1 | 0 | 0 | 0 | 1880.7854 | 1 | 1 | 0 | 0 | 2037.6466 | 125.29 | 1500 | 92.2314 | 154.8764 | UWFE | 0
5 | 1932 | 1932-06-30 | 7197.3003 | 0 | 54.0895 | 1 | 0 | 0 | 0 | 1657.1804 | 1 | 1 | 0 | 0 | 2546.3579 | 151.5188 | 1500 | 89.2562 | 165.0156 | IBU | 0
5 | 1932 | 1932-07-31 | 8582.5312 | 0 | 55.7539 | 0 | 0 | 0 | 0 | 1286.9185 | 1 | 1 | 0 | 0 | 2538.0757 | 156.0602 | 1500 | 92.2314 | 170.2615 | IBU | 0
5 | 1932 | 1932-08-31 | [19 empty] | 92726.3965 | 5701.5239 | 1881.4377 | 115.6851 | 1881.4377 | 115.6851
5 | 1932 | 1932-09-30 | [7 empty] | 902.0558 | 1 | [10 empty] | 95768.7432 | 5698.636 | 909.0564 | 54.0926 | 909.0564 | 54.0926
5 | 1932 | 1932-10-31 | [19 empty] | 95267.8862 | 5857.794 | 1075.1279 | 66.107 | 1075.1279 | 66.107
5 | 1932 | 1932-11-30 | [19 empty] | 96396.8372 | 5736.0101 | 1139.5615 | 67.8086 | 1139.5615 | 33.9043
5 | 1932 | 1932-12-31 | [19 empty] | 0 | 0 | 2675.6343 | 164.5183 | 0 | 0
5 | 1933 | 1933-04-30 | 3250 | 0 | 51.0343 | 1 | 0 | 0 | 0 | 1716.4489 | 1 | 1 | 180.9952 | 10.77 | 566.2323 | 33.6932 | 929.3281 | 55.2989 | 77.5304 | UWFE | 0
5 | 1933 | 1933-05-31 | 6501.3232 | 1 | 51.83 | 1 | 501.3232 | 30.8252 | 1 | 1691.3677 | 1 | 1 | 170.3089 | 10.4719 | 2197.3789 | 135.1116 | 1500 | 92.2314 | 165.0231 | UWFE | 0
5 | 1933 | 1933-06-30 | 7378.0923 | 0 | 54.6796 | 1 | 0 | 0 | 0 | 1503.11 | 1 | 1 | 210.9902 | 12.5548 | 2481.9319 | 147.6852 | 1500 | 89.2562 | 169.3762 | IBU | 0
5 | 1933 | 1933-07-31 | 10174.7207 | 0 | 55.8661 | 0 | 0 | 0 | 0 | 1036.8127 | 1 | 1 | 230.7274 | 14.1869 | 2281.4834 | 140.2829 | 1500 | 92.2314 | 169.4663 | IBU | 0
5 | 1933 | 1933-08-31 | [19 empty] | 91960.7812 | 5654.448 | 1026.3896 | 63.1102 | 1026.3896 | 63.1102
5 | 1933 | 1933-09-30 | [7 empty] | 614.1947 | 1 | [10 empty] | 95805.5776 | 5700.8278 | 1631.1929 | 97.0627 | 1631.1929 | 97.0627
5 | 1933 | 1933-10-31 | [19 empty] | 95686.9746 | 5883.5627 | 1357.4503 | 83.4664 | 1357.4503 | 83.4664
5 | 1933 | 1933-11-30 | [19 empty] | 96749 | 5756.9653 | 1382.8738 | 82.2867 | 1382.8738 | 41.1434
5 | 1933 | 1933-12-31 | [19 empty] | 0 | 0 | 632.6299 | 38.8989 | 0 | 0
5 | 1934 | 1934-04-30 | 3250 | 0 | 50.4968 | 1 | 0 | 0 | 0 | 1640.1229 | 1 | 1 | 162.7166 | 9.6823 | 521.5308 | 31.0332 | 953.1812 | 56.7182 | 77.076 | UWFE | 0
5 | 1934 | 1934-05-31 | 6994.3599 | 1 | 51.0222 | 1 | 994.3599 | 61.1408 | 1 | 1420.9012 | 1 | 1 | 222.3974 | 13.6747 | 2243.6472 | 137.9565 | 1500 | 92.2314 | 168.047 | IBU | 61.1408
5 | 1934 | 1934-06-30 | 8056.0332 | 0 | 54.7523 | 1 | 0 | 0 | 0 | 1102.0863 | 1 | 1 | 267.8396 | 15.9376 | 2418.7939 | 143.9282 | 1500 | 89.2562 | 169.1891 | IBU | 0
5 | 1934 | 1934-07-31 | 10945.8584 | 0 | 56.0546 | 0 | 0 | 0 | 0 | 650 | 1 | 1 | 306.0854 | 18.8205 | 2281.4834 | 140.2829 | 1500 | 92.2314 | 171.7831 | IBU | 0
5 | 1934 | 1934-08-31 | [19 empty] | 92824.4819 | 5707.5549 | 3029.4255 | 186.2721 | 3029.4255 | 186.2721
5 | 1934 | 1934-09-30 | [7 empty] | 550 | 1 | [10 empty] | 96065.6274 | 5716.3018 | 1900.2302 | 113.0716 | 1900.2302 | 113.0716
5 | 1934 | 1934-10-31 | [19 empty] | 97296.3577 | 5982.5198 | 1445.2672 | 88.866 | 1445.2672 | 88.866
5 | 1934 | 1934-11-30 | [19 empty] | 96749 | 5756.9653 | 2579.6003 | 153.4969 | 2579.6003 | 76.7484
5 | 1934 | 1934-12-31 | [19 empty] | 0 | 0 | 0 | 0 | 0 | 0
4 | 1935 | 1935-04-30 | 3250 | 0 | 49.3581 | 1 | 0 | 0 | 0 | 2701.3298 | 1 | 1 | 1.3366 | 0.079535 | 295.1836 | 17.5646 | 1500 | 89.2562 | 98.0783 | UWFE | 0
4 | 1935 | 1935-05-31 | 3785.3335 | 0 | 51.7742 | 1 | 0 | 0 | 0 | 2993.2708 | 1 | 1 | 70.7989 | 4.3533 | 2185.4097 | 134.3756 | 1500 | 92.2314 | 161.5958 | UWFE | 0
4 | 1935 | 1935-06-30 | 8129.792 | 0 | 51.7009 | 1 | 0 | 0 | 0 | 2742.5535 | 1 | 1 | 355.0309 | 21.1258 | 2600.0139 | 154.7116 | 1500 | 89.2562 | 177.1749 | IBU | 0
4 | 1935 | 1935-07-31 | 9552.0293 | 0 | 53.4228 | 1 | 0 | 0 | 0 | 2381.8289 | 1 | 1 | 386.6729 | 23.7756 | 2632.5889 | 161.8716 | 1500 | 92.2314 | 185.055 | IBU | 0
4 | 1935 | 1935-08-31 | [19 empty] | 91777.3145 | 5643.1671 | 311.4095 | 19.1478 | 311.4095 | 19.1478
4 | 1935 | 1935-09-30 | [7 empty] | 1958.6935 | 1 | [10 empty] | 95974.2356 | 5710.8636 | 386.7321 | 23.0122 | 386.7321 | 23.0122
4 | 1935 | 1935-10-31 | [19 empty] | 96108.8003 | 5909.4998 | 839.3042 | 51.6068 | 839.3042 | 51.6068
4 | 1935 | 1935-11-30 | [19 empty] | 96609.4626 | 5748.6622 | 442.0624 | 26.3045 | 442.0624 | 13.1523
4 | 1935 | 1935-12-31 | [19 empty] | 0 | 0 | 18.9133 | 1.1629 | 0 | 0
3 | 1936 | 1936-04-30 | 3250 | 0 | 49.9358 | 1 | 0 | 0 | 0 | 4126.3887 | 1 | 1 | 205.4302 | 12.2239 | 427.2792 | 25.4249 | 1500 | 89.2562 | 108.0806 | UWFE | 0
3 | 1936 | 1936-05-31 | 5730.4502 | 0 | 50.768 | 1 | 0 | 0 | 0 | 4065.3789 | 1 | 1 | 284.6239 | 17.5008 | 2118.009 | 130.2313 | 1500 | 92.2314 | 166.0975 | UWFE | 0
3 | 1936 | 1936-06-30 | 7140.0508 | 0 | 50.7063 | 1 | 0 | 0 | 0 | 3872.5437 | 1 | 1 | 523.2095 | 31.1331 | 2337.2417 | 139.0755 | 1500 | 89.2562 | 174.3605 | UWFE | 0
3 | 1936 | 1936-07-31 | 10100.9551 | 0 | 50.7844 | 1 | 0 | 0 | 0 | 3405.3208 | 1 | 1 | 692.3971 | 42.5738 | 2537.3855 | 156.0178 | 1500 | 92.2314 | 191.5272 | IBU | 0
3 | 1936 | 1936-08-31 | [19 empty] | 90321.0078 | 5553.6223 | 354.9322 | 21.8239 | 354.9322 | 21.8239
3 | 1936 | 1936-09-30 | [7 empty] | 2909.5725 | 1 | [10 empty] | 95795.6445 | 5700.2367 | 0 | 0 | 0 | 0
3 | 1936 | 1936-10-31 | [19 empty] | 94201.2852 | 5792.2113 | 840.8682 | 51.703 | 840.8682 | 51.703
3 | 1936 | 1936-11-30 | [19 empty] | 94597.1748 | 5628.9228 | 1128.2206 | 67.1338 | 1128.2206 | 33.5669
3 | 1936 | 1936-12-31 | [19 empty] | 0 | 0 | 608.6764 | 37.4261 | 0 | 0
4 | 1937 | 1937-04-30 | 3250 | 0 | 51.1619 | 1 | 0 | 0 | 0 | 4047.5991 | 1 | 1 | 21.6228 | 1.2866 | 433.8087 | 25.8134 | 1500 | 89.2562 | 102.8062 | UWFE | 0
4 | 1937 | 1937-05-31 | 5043.8032 | 0 | 52.3628 | 1 | 0 | 0 | 0 | 4246.3125 | 1 | 1 | 298.0839 | 18.3285 | 2283.9185 | 140.4327 | 1500 | 92.2314 | 171.612 | UWFE | 0
4 | 1937 | 1937-06-30 | 7479.6577 | 0 | 52.6582 | 1 | 0 | 0 | 0 | 4074.0493 | 1 | 1 | 523.2274 | 31.1342 | 2560.5481 | 152.3632 | 1500 | 89.2562 | 181.0049 | IBU | 0
4 | 1937 | 1937-07-31 | 10615.4678 | 0 | 52.4044 | 1 | 0 | 0 | 0 | 3583.8875 | 1 | 1 | 624.2546 | 38.3839 | 2537.3855 | 156.0178 | 1500 | 92.2314 | 189.4322 | IBU | 0
4 | 1937 | 1937-08-31 | [19 empty] | 90408.666 | 5559.0122 | 565.9938 | 34.8016 | 565.9938 | 34.8016
4 | 1937 | 1937-09-30 | [7 empty] | 3016.5383 | 1 | [10 empty] | 94463.1523 | 5620.9479 | 479.2887 | 28.5197 | 479.2887 | 28.5197
4 | 1937 | 1937-10-31 | [19 empty] | 95507.4399 | 5872.5236 | 673.721 | 41.4255 | 673.721 | 41.4255
4 | 1937 | 1937-11-30 | [19 empty] | 91785.7744 | 5461.6329 | 0 | 0 | 0 | 0
4 | 1937 | 1937-12-31 | [19 empty] | 0 | 0 | 0 | 0 | 0 | 0
1 | 1938 | 1938-04-30 | 11215.0049 | 1 | 47.3544 | 1 | 5215.0049 | 310.3143 | 1 | 4058 | 1 | 0 | 40.1789 | 2.3908 | 377.0528 | 22.4362 | 1500 | 89.2562 | 101.6697 | UWFE | 0
1 | 1938 | 1938-05-31 | 8562.0957 | 1 | 50.2414 | 1 | 2562.0957 | 157.5371 | 1 | 4488.4585 | 1 | 0 | 664.7729 | 40.8753 | 2143.9324 | 131.8253 | 1500 | 92.2314 | 178.5817 | UWFE | 0
1 | 1938 | 1938-06-30 | 7901.6748 | 0 | 52.2985 | 1 | 0 | 0 | 0 | 4435.9438 | 1 | 0 | 1236.6031 | 73.583 | 2276.9829 | 135.4899 | 1500 | 89.2562 | 193.7926 | UWFE | 0
1 | 1938 | 1938-07-31 | 10626.4932 | 0 | 52.415 | 1 | 0 | 0 | 0 | 4015.3958 | 1 | 0 | 1349.9773 | 83.0069 | 2521.4749 | 155.0394 | 1500 | 92.2314 | 211.2546 | IBU | 0
1 | 1938 | 1938-08-31 | [19 empty] | 89530.1455 | 5504.9941 | 0 | 0 | 0 | 0
1 | 1938 | 1938-09-30 | [7 empty] | 3067.6685 | 1 | [10 empty] | 84308.3066 | 5016.6926 | 0 | 0 | 0 | 0
1 | 1938 | 1938-10-31 | [19 empty] | 94842.9639 | 5831.6665 | 48.3554 | 2.9733 | 48.3554 | 2.9733
1 | 1938 | 1938-11-30 | [19 empty] | 91290.8857 | 5432.1849 | 0 | 0 | 0 | 0
1 | 1938 | 1938-12-31 | [19 empty] | 0 | 0 | 0 | 0 | 0 | 0
3 | 1939 | 1939-04-30 | 5639.229 | 0 | 50.9941 | 1 | 0 | 0 | 0 | 3617.3884 | 1 | 1 | 605.5399 | 36.0321 | 578.7889 | 34.4403 | 1500 | 89.2562 | 124.4924 | UWFE | 0
3 | 1939 | 1939-05-31 | 10183.0283 | 1 | 50.974 | 1 | 4183.0283 | 257.2044 | 1 | 3339.7322 | 1 | 1 | 507.599 | 31.211 | 2184.0237 | 134.2904 | 1500 | 92.2314 | 174.9821 | IBU | 174.9821
3 | 1939 | 1939-06-30 | 12354.2148 | 1 | 52.3855 | 1 | 2354.2148 | 140.0855 | 1 | 2944.5042 | 1 | 1 | 658.929 | 39.209 | 2679.3533 | 159.4326 | 1500 | 89.2562 | 188.577 | IBU | 140.0855
3 | 1939 | 1939-07-31 | 16000 | 1 | 53.5164 | 0 | 0 | 0 | 0 | 2319.4109 | 1 | 1 | 718.1892 | 44.1597 | 2421.5117 | 148.893 | 1500 | 92.2314 | 188.7577 | IBU | 0
3 | 1939 | 1939-08-31 | [19 empty] | 85997.9141 | 5287.8056 | 3226.4531 | 198.3869 | 3226.4531 | 198.3869
3 | 1939 | 1939-09-30 | [7 empty] | 1819.9207 | 1 | [10 empty] | 94525.0498 | 5624.6311 | 1628.0061 | 96.8731 | 1628.0061 | 96.8731
3 | 1939 | 1939-10-31 | [19 empty] | 94233.896 | 5794.2164 | 1678.0692 | 103.1805 | 1678.0692 | 103.1805
3 | 1939 | 1939-11-30 | [19 empty] | 93849.5293 | 5584.4348 | 2018.9309 | 120.1347 | 2018.9309 | 60.0674
3 | 1939 | 1939-12-31 | [19 empty] | 0 | 0 | 1704.9424 | 104.8328 | 0 | 0
2 | 1940 | 1940-04-30 | 3250 | 0 | 50.9426 | 1 | 0 | 0 | 0 | 4211.5957 | 1 | 0 | 253.2779 | 15.0711 | 410.2022 | 24.4087 | 1500 | 89.2562 | 108.9961 | UWFE | 0
2 | 1940 | 1940-05-31 | 5750.9185 | 0 | 51.5146 | 1 | 0 | 0 | 0 | 4218.2231 | 1 | 0 | 465.7007 | 28.6348 | 1936.5457 | 119.0736 | 1500 | 92.2314 | 166.0856 | UWFE | 0
2 | 1940 | 1940-06-30 | 9764.6211 | 0 | 51.4421 | 1 | 0 | 0 | 0 | 3893.9165 | 1 | 0 | 885.6907 | 52.7023 | 2416.4163 | 143.7868 | 1500 | 89.2562 | 187.5007 | IBU | 0
2 | 1940 | 1940-07-31 | 15730.8037 | 1 | 51.38 | 1 | 3730.8037 | 229.3982 | 1 | 3200 | 1 | 0 | 981.2554 | 60.335 | 2562.8928 | 157.5861 | 1500 | 92.2314 | 201.192 | IBU | 0
2 | 1940 | 1940-08-31 | [19 empty] | 88462.9746 | 5439.3763 | 0 | 0 | 0 | 0
2 | 1940 | 1940-09-30 | [7 empty] | 2472.0696 | 1 | [10 empty] | 90576.1445 | 5389.6549 | 254.3345 | 15.134 | 254.3345 | 15.134
2 | 1940 | 1940-10-31 | [19 empty] | 93346.9336 | 5739.6792 | 785.3339 | 48.2883 | 785.3339 | 48.2883
2 | 1940 | 1940-11-30 | [19 empty] | 92458.0693 | 5501.6372 | 1105.5104 | 65.7824 | 1105.5104 | 32.8912
2 | 1940 | 1940-12-31 | [19 empty] | 0 | 0 | 0 | 0 | 0 | 0
1 | 1941 | 1941-04-30 | 13347.3867 | 1 | 47.1024 | 1 | 7347.3867 | 437.1999 | 1 | 4456 | 1 | 0 | 23.2961 | 1.3862 | 258.5183 | 15.3829 | 1500 | 89.2562 | 97.6408 | UWFE | 0
1 | 1941 | 1941-05-31 | 11196.6289 | 1 | 49.2716 | 1 | 5196.6289 | 319.5283 | 1 | 4552 | 1 | 0 | 416.0439 | 25.5815 | 1881.5819 | 115.694 | 1500 | 92.2314 | 162.8692 | UWFE | 0
1 | 1941 | 1941-06-30 | 7959.4507 | 0 | 51.4857 | 1 | 0 | 0 | 0 | 4473.5991 | 1 | 0 | 1200.7139 | 71.4474 | 2235.8164 | 133.0403 | 1500 | 89.2562 | 191.5001 | UWFE | 0
1 | 1941 | 1941-07-31 | 13357.7402 | 1 | 52.4571 | 1 | 1357.7402 | 83.4842 | 1 | 4107.0615 | 1 | 0 | 1380.1753 | 84.8637 | 2616.6782 | 160.8933 | 1500 | 92.2314 | 215.1099 | IBU | 0
1 | 1941 | 1941-08-31 | [19 empty] | 88126.1738 | 5418.6672 | 41.8712 | 2.5746 | 41.8712 | 2.5746
1 | 1941 | 1941-09-30 | [7 empty] | 3115.0088 | 1 | [10 empty] | 83265.2793 | 4954.6282 | 125.058 | 7.4415 | 125.058 | 7.4415
1 | 1941 | 1941-10-31 | [19 empty] | 93057.9199 | 5721.9085 | 404.5907 | 24.8773 | 404.5907 | 24.8773
1 | 1941 | 1941-11-30 | [19 empty] | 90006.7656 | 5355.7745 | 455.629 | 27.1118 | 455.629 | 13.5559
1 | 1941 | 1941-12-31 | [19 empty] | 0 | 0 | 0 | 0 | 0 | 0
1 | 1942 | 1942-04-30 | 3250 | 0 | 49.6966 | 1 | 0 | 0 | 0 | 4509.979 | 1 | 0 | 20.9692 | 1.2478 | 278.1066 | 16.5485 | 1500 | 89.2562 | 98.1543 | UWFE | 0
1 | 1942 | 1942-05-31 | 10224.1553 | 1 | 48.258 | 1 | 4224.1553 | 259.7332 | 1 | 4552 | 1 | 0 | 528.7356 | 32.5107 | 2076.0068 | 127.6487 | 1500 | 92.2314 | 172.3111 | UWFE | 0
1 | 1942 | 1942-06-30 | 7711.707 | 0 | 50.7208 | 1 | 0 | 0 | 0 | 4500 | 1 | 0 | 1239.5582 | 73.7588 | 2346.1777 | 139.6073 | 1500 | 89.2562 | 195.9393 | UWFE | 0
1 | 1942 | 1942-07-31 | 12291.9043 | 1 | 51.1292 | 1 | 291.9043 | 17.9485 | 1 | 3968.4211 | 1 | 0 | 1378.51 | 84.7613 | 2616.6782 | 160.8933 | 1500 | 92.2314 | 215.0587 | IBU | 0
1 | 1942 | 1942-08-31 | [19 empty] | 89122.7676 | 5479.9454 | 0 | 0 | 0 | 0
1 | 1942 | 1942-09-30 | [7 empty] | 2988.8579 | 1 | [10 empty] | 83557.9609 | 4972.044 | 0 | 0 | 0 | 0
1 | 1942 | 1942-10-31 | [19 empty] | 91981.8252 | 5655.742 | 1127.2537 | 69.3121 | 1127.2537 | 69.3121
1 | 1942 | 1942-11-30 | [19 empty] | 90870.3604 | 5407.1619 | 1237.8724 | 73.6585 | 1237.8724 | 36.8293
1 | 1942 | 1942-12-31 | [19 empty] | 0 | 0 | 0 | 0 | 0 | 0
1 | 1943 | 1943-04-30 | 3750.5979 | 0 | 50.0219 | 1 | 0 | 0 | 0 | 4552 | 1 | 0 | 242.1598 | 14.4095 | 409.7 | 24.3788 | 1500 | 89.2562 | 108.6504 | UWFE | 0
1 | 1943 | 1943-05-31 | 7166.1421 | 1 | 50.6322 | 1 | 1166.1421 | 71.7033 | 1 | 4552 | 1 | 0 | 758.1062 | 46.6141 | 2288.5784 | 140.7192 | 1500 | 92.2314 | 185.8981 | UWFE | 0
1 | 1943 | 1943-06-30 | 8327.5449 | 0 | 50.9354 | 1 | 0 | 0 | 0 | 4340.3306 | 1 | 0 | 855.9166 | 50.9306 | 2263.261 | 134.6734 | 1500 | 89.2562 | 182.0582 | UWFE | 0
1 | 1943 | 1943-07-31 | 16000 | 1 | 50.8746 | 1 | 4000 | 245.9504 | 1 | 3628.5266 | 1 | 0 | 941.1246 | 57.8675 | 2607.4685 | 160.327 | 1500 | 92.2314 | 201.3286 | IBU | 0
1 | 1943 | 1943-08-31 | [19 empty] | 88574.7412 | 5446.2486 | 301.3545 | 18.5296 | 301.3545 | 18.5296
1 | 1943 | 1943-09-30 | [7 empty] | 2551.4565 | 1 | [10 empty] | 83754.3652 | 4983.7308 | 0 | 0 | 0 | 0
1 | 1943 | 1943-10-31 | [19 empty] | 91470.8174 | 5624.3213 | 1550.2404 | 95.3206 | 1550.2404 | 95.3206
1 | 1943 | 1943-11-30 | [19 empty] | 89086.3047 | 5301.0033 | 2815.1504 | 167.5131 | 2815.1504 | 83.7565
1 | 1943 | 1943-12-31 | [19 empty] | 0 | 0 | 40.2526 | 2.475 | 0 | 0
4 | 1944 | 1944-04-30 | 3250 | 0 | 50.6062 | 1 | 0 | 0 | 0 | 3187.7554 | 1 | 1 | 104.063 | 6.1922 | 468.9672 | 27.9055 | 653.1499 | 38.8651 | 55.9139 | UWFE | 0
4 | 1944 | 1944-05-31 | 5285.6045 | 0 | 51.9306 | 1 | 0 | 0 | 0 | 3183.9851 | 1 | 1 | 20.6807 | 1.2716 | 2024.6851 | 124.493 | 1042.1973 | 64.0822 | 126.9645 | UWFE | 0
4 | 1944 | 1944-06-30 | 9979.6836 | 0 | 51.4312 | 1 | 0 | 0 | 0 | 2883.6287 | 1 | 1 | 231.6128 | 13.7819 | 2655.6514 | 158.0222 | 1500 | 89.2562 | 175.1583 | IBU | 0
4 | 1944 | 1944-07-31 | 11936.8037 | 0 | 53.4744 | 1 | 0 | 0 | 0 | 2455.5315 | 1 | 1 | 264.6837 | 16.2748 | 2538.0757 | 156.0602 | 1500 | 92.2314 | 178.3989 | IBU | 0
4 | 1944 | 1944-08-31 | [19 empty] | 91194.1172 | 5607.3077 | 1479.6511 | 90.9802 | 1479.6511 | 90.9802
4 | 1944 | 1944-09-30 | [7 empty] | 2136.832 | 1 | [10 empty] | 95026.6343 | 5654.4774 | 1451.7377 | 86.3844 | 1451.7377 | 86.3844
4 | 1944 | 1944-10-31 | [19 empty] | 94521.0581 | 5811.8733 | 1521.927 | 93.5796 | 1521.927 | 93.5796
4 | 1944 | 1944-11-30 | [19 empty] | 96749 | 5756.9653 | 0 | 0 | 0 | 0
4 | 1944 | 1944-12-31 | [19 empty] | 0 | 0 | 2511.2678 | 154.4118 | 0 | 0
3 | 1945 | 1945-04-30 | 3250 | 0 | 50.6697 | 1 | 0 | 0 | 0 | 4155.4067 | 1 | 1 | 245.7053 | 14.6205 | 453.397 | 26.979 | 1303.2493 | 77.5487 | 98.3485 | UWFE | 0
3 | 1945 | 1945-05-31 | 4815.7119 | 0 | 50.9828 | 1 | 0 | 0 | 0 | 4312.3994 | 1 | 1 | 419.0883 | 25.7687 | 2006.5386 | 123.3772 | 1448.3042 | 89.0528 | 163.6257 | UWFE | 0
3 | 1945 | 1945-06-30 | 8762.8174 | 0 | 50.982 | 1 | 0 | 0 | 0 | 4079.3799 | 1 | 1 | 584.3591 | 34.7718 | 2486.4326 | 147.953 | 1500 | 89.2562 | 180.6186 | IBU | 0
3 | 1945 | 1945-07-31 | 13865.9258 | 1 | 50.8347 | 1 | 1865.9258 | 114.7313 | 1 | 3470.7292 | 1 | 1 | 726.7673 | 44.6872 | 2632.5889 | 161.8716 | 1500 | 92.2314 | 195.5108 | IBU | 114.7313
3 | 1945 | 1945-08-31 | [19 empty] | 90106.1162 | 5540.4091 | 465.3352 | 28.6123 | 465.3352 | 28.6123
3 | 1945 | 1945-09-30 | [7 empty] | 2950.8347 | 1 | [10 empty] | 94362.6147 | 5614.9655 | 334.2428 | 19.8888 | 334.2428 | 19.8888
3 | 1945 | 1945-10-31 | [19 empty] | 94737.2158 | 5825.1643 | 526.3936 | 32.3667 | 526.3936 | 32.3667
3 | 1945 | 1945-11-30 | [19 empty] | 93731.1704 | 5577.392 | 697.8735 | 41.5264 | 697.8735 | 20.7632
3 | 1945 | 1945-12-31 | [19 empty] | 0 | 0 | 0 | 0 | 0 | 0
2 | 1946 | 1946-04-30 | 4076.0847 | 0 | 48.8389 | 1 | 0 | 0 | 0 | 4552 | 1 | 0 | 571.7728 | 34.0228 | 546.8182 | 32.5379 | 1500 | 89.2562 | 122.5366 | UWFE | 0
2 | 1946 | 1946-05-31 | 7674.5024 | 1 | 48.6904 | 1 | 1674.5024 | 102.9611 | 1 | 4470.8901 | 1 | 0 | 870.653 | 53.5344 | 2245.0334 | 138.0417 | 1500 | 92.2314 | 188.0195 | UWFE | 0
2 | 1946 | 1946-06-30 | 10991.0703 | 1 | 49.0016 | 1 | 991.0703 | 58.9728 | 1 | 4054.7852 | 1 | 0 | 864.2981 | 51.4293 | 2675.0896 | 159.1789 | 1500 | 89.2562 | 194.5603 | IBU | 0
2 | 1946 | 1946-07-31 | 16000 | 1 | 49.4936 | 1 | 4000 | 245.9504 | 1 | 3315.6355 | 1 | 0 | 929.8784 | 57.176 | 2527.7539 | 155.4255 | 1500 | 92.2314 | 198.5322 | IBU | 0
2 | 1946 | 1946-08-31 | [19 empty] | 88284.5977 | 5428.4083 | 0 | 0 | 0 | 0
2 | 1946 | 1946-09-30 | [7 empty] | 2524.6172 | 1 | [10 empty] | 88618.8271 | 5273.1864 | 0 | 0 | 0 | 0
2 | 1946 | 1946-10-31 | [19 empty] | 91926.4023 | 5652.3342 | 1148.6481 | 70.6276 | 1148.6481 | 70.6276
2 | 1946 | 1946-11-30 | [19 empty] | 91705.3271 | 5456.8459 | 1644.782 | 97.8713 | 1644.782 | 48.9357
2 | 1946 | 1946-12-31 | [19 empty] | 0 | 0 | 0 | 0 | 0 | 0
4 | 1947 | 1947-04-30 | 3250 | 0 | 51.9924 | 1 | 0 | 0 | 0 | 3389.9932 | 1 | 1 | 210.8019 | 12.5436 | 467.4604 | 27.8158 | 1500 | 89.2562 | 109.4359 | UWFE | 0
4 | 1947 | 1947-05-31 | 8656.3467 | 1 | 50.6873 | 1 | 2656.3467 | 163.3324 | 1 | 3099.4897 | 1 | 1 | 304.6068 | 18.7295 | 2205.6235 | 135.6185 | 1500 | 92.2314 | 169.4054 | IBU | 163.3324
4 | 1947 | 1947-06-30 | 10092.335 | 1 | 51.8953 | 1 | 92.335 | 5.4943 | 1 | 2880.8298 | 1 | 1 | 355.6331 | 21.1616 | 2534.7493 | 150.8281 | 1500 | 89.2562 | 175.251 | IBU | 5.4943
4 | 1947 | 1947-07-31 | 13768.3623 | 1 | 53.4525 | 1 | 1768.3623 | 108.7324 | 1 | 2415.1191 | 1 | 1 | 438.7327 | 26.9766 | 2538.0757 | 156.0602 | 1500 | 92.2314 | 183.7498 | IBU | 108.7324
4 | 1947 | 1947-08-31 | [19 empty] | 90847.5518 | 5585.9982 | 1509.7136 | 92.8287 | 1509.7136 | 92.8287
4 | 1947 | 1947-09-30 | [7 empty] | 1968.9127 | 1 | [10 empty] | 94272.1274 | 5609.5811 | 1350.3022 | 80.3486 | 1350.3022 | 80.3486
4 | 1947 | 1947-10-31 | [19 empty] | 96632.9336 | 5941.7275 | 1046.6112 | 64.3536 | 1046.6112 | 64.3536
4 | 1947 | 1947-11-30 | [19 empty] | 96749 | 5756.9653 | 1013.9701 | 60.3354 | 1013.9701 | 30.1677
4 | 1947 | 1947-12-31 | [19 empty] | 0 | 0 | 1615.0374 | 99.3048 | 0 | 0
3 | 1948 | 1948-04-30 | 3250 | 0 | 49.8796 | 1 | 0 | 0 | 0 | 4304.8442 | 1 | 1 | 46.9189 | 2.7919 | 211.8076 | 12.6034 | 1500 | 89.2562 | 96.9538 | UWFE | 0
3 | 1948 | 1948-05-31 | 9188.4805 | 1 | 49.2702 | 1 | 3188.4805 | 196.052 | 1 | 4552 | 1 | 1 | 414.7917 | 25.5046 | 1547.1708 | 95.1318 | 1500 | 92.2314 | 152.5496 | UWFE | 0
3 | 1948 | 1948-06-30 | 8322.8652 | 0 | 51.373 | 1 | 0 | 0 | 0 | 4500 | 1 | 1 | 739.4797 | 44.0021 | 2358.4155 | 140.3355 | 1500 | 89.2562 | 181.425 | UWFE | 0
3 | 1948 | 1948-07-31 | 12203.6953 | 1 | 51.6793 | 1 | 203.6953 | 12.5247 | 1 | 3932.4302 | 1 | 1 | 1057.1549 | 65.0019 | 2632.5889 | 161.8716 | 1500 | 92.2314 | 205.6682 | IBU | 12.5247
3 | 1948 | 1948-08-31 | [19 empty] | 90274.7529 | 5550.7782 | 181.0285 | 11.131 | 181.0285 | 11.131
3 | 1948 | 1948-09-30 | [7 empty] | 3400 | 1 | [10 empty] | 94375.8257 | 5615.7516 | 0 | 0 | 0 | 0
3 | 1948 | 1948-10-31 | [19 empty] | 93532.6089 | 5751.096 | 756.6262 | 46.5231 | 756.6262 | 46.5231
3 | 1948 | 1948-11-30 | [19 empty] | 95683.0312 | 5693.5357 | 1042.5563 | 62.0364 | 1042.5563 | 31.0182
3 | 1948 | 1948-12-31 | [19 empty] | 0 | 0 | 1411.7911 | 86.8077 | 0 | 0
4 | 1949 | 1949-04-30 | 3250 | 0 | 51.6989 | 1 | 0 | 0 | 0 | 4435.8999 | 1 | 1 | 261.8059 | 15.5785 | 454.9038 | 27.0687 | 1500 | 89.2562 | 110.5798 | UWFE | 0
4 | 1949 | 1949-05-31 | 6600.4927 | 1 | 50.5308 | 1 | 600.4927 | 36.9229 | 1 | 4429.8804 | 1 | 1 | 565.0432 | 34.7431 | 2066.1624 | 127.0434 | 1500 | 92.2314 | 173.1247 | UWFE | 0
4 | 1949 | 1949-06-30 | 9891.2217 | 0 | 51.3591 | 1 | 0 | 0 | 0 | 4039.3413 | 1 | 1 | 696.9446 | 41.4711 | 2712.6807 | 161.4157 | 1500 | 89.2562 | 190.6996 | IBU | 0
4 | 1949 | 1949-07-31 | 14543.4053 | 1 | 50.8896 | 1 | 2543.4053 | 156.3879 | 1 | 3385.6567 | 1 | 1 | 761.8835 | 46.8464 | 2538.0757 | 156.0602 | 1500 | 92.2314 | 193.6847 | IBU | 156.3879
4 | 1949 | 1949-08-31 | [19 empty] | 90977.3701 | 5593.9804 | 2030.7351 | 124.865 | 2030.7351 | 124.865
4 | 1949 | 1949-09-30 | [7 empty] | 3001.7329 | 1 | [10 empty] | 94939.002 | 5649.2629 | 1015.7755 | 60.4428 | 1015.7755 | 60.4428
4 | 1949 | 1949-10-31 | [19 empty] | 93926.5708 | 5775.3197 | 1726.7583 | 106.1742 | 1726.7583 | 106.1742
4 | 1949 | 1949-11-30 | [19 empty] | 93878.3037 | 5586.147 | 814.2058 | 48.4486 | 814.2058 | 24.2243
4 | 1949 | 1949-12-31 | [19 empty] | 0 | 0 | 1528.5476 | 93.9867 | 0 | 0
4 | 1950 | 1950-04-30 | 3250 | 0 | 51.199 | 1 | 0 | 0 | 0 | 4233.7075 | 1 | 1 | 269.7053 | 16.0486 | 500.6099 | 29.7884 | 1500 | 89.2562 | 112.1747 | UWFE | 0
4 | 1950 | 1950-05-31 | 6396.6948 | 1 | 50.9867 | 1 | 396.6948 | 24.3918 | 1 | 4172.8188 | 1 | 1 | 221.0393 | 13.5912 | 2273.5491 | 139.7951 | 1500 | 92.2314 | 168.9245 | UWFE | 0
4 | 1950 | 1950-06-30 | 8106.1187 | 0 | 51.3961 | 1 | 0 | 0 | 0 | 3898.8838 | 1 | 1 | 433.4818 | 25.794 | 2603.5125 | 154.9197 | 1500 | 89.2562 | 179.6131 | IBU | 0
4 | 1950 | 1950-07-31 | 9670.4365 | 0 | 52.2543 | 1 | 0 | 0 | 0 | 3515.8723 | 1 | 1 | 482.35 | 29.6585 | 2632.5889 | 161.8716 | 1500 | 92.2314 | 187.9965 | IBU | 0
4 | 1950 | 1950-08-31 | [19 empty] | 90741.2334 | 5579.461 | 437.0708 | 26.8744 | 437.0708 | 26.8744
4 | 1950 | 1950-09-30 | [7 empty] | 3133.936 | 1 | [10 empty] | 95235.519 | 5666.9069 | 0 | 0 | 0 | 0
4 | 1950 | 1950-10-31 | [19 empty] | 91664.6934 | 5636.2423 | 1385.6233 | 85.1987 | 1385.6233 | 85.1987
4 | 1950 | 1950-11-30 | [19 empty] | 88639.3223 | 5274.406 | 0 | 0 | 0 | 0
4 | 1950 | 1950-12-31 | [19 empty] | 0 | 0 | 0 | 0 | 0 | 0
2 | 1951 | 1951-04-30 | 3250 | 0 | 50.0263 | 1 | 0 | 0 | 0 | 4516.4619 | 1 | 0 | 285.896 | 17.012 | 523.7141 | 31.1632 | 870.4789 | 51.7971 | 75.8847 | UWFE | 0
2 | 1951 | 1951-05-31 | 6537.2441 | 1 | 50.0782 | 1 | 537.2441 | 33.0339 | 1 | 4552 | 1 | 0 | 725.9411 | 44.6364 | 1961.9442 | 120.6352 | 1500 | 92.2314 | 174.8672 | UWFE | 0
2 | 1951 | 1951-06-30 | 10659.2461 | 1 | 49.9268 | 1 | 659.2461 | 39.2279 | 1 | 4123.9614 | 1 | 0 | 977.7628 | 58.1809 | 2422.4946 | 144.1484 | 1500 | 89.2562 | 190.4209 | IBU | 0
2 | 1951 | 1951-07-31 | 16000 | 1 | 50.0006 | 1 | 4000 | 245.9504 | 1 | 3378.9827 | 1 | 0 | 1073.9122 | 66.0323 | 2562.8928 | 157.5861 | 1500 | 92.2314 | 204.0406 | IBU | 0
2 | 1951 | 1951-08-31 | [19 empty] | 88694.9902 | 5453.6424 | 0 | 0 | 0 | 0
2 | 1951 | 1951-09-30 | [7 empty] | 2661.9062 | 1 | [10 empty] | 90025.668 | 5356.8993 | 0 | 0 | 0 | 0
2 | 1951 | 1951-10-31 | [19 empty] | 92899.103 | 5712.1432 | 951.9967 | 58.536 | 951.9967 | 58.536
2 | 1951 | 1951-11-30 | [19 empty] | 91653.6699 | 5453.7721 | 1099.9492 | 65.4515 | 1099.9492 | 32.7258
2 | 1951 | 1951-12-31 | [19 empty] | 0 | 0 | 0 | 0 | 0 | 0
1 | 1952 | 1952-04-30 | 16481.4199 | 1 | 46.812 | 1 | 10481.4199 | 623.6878 | 1 | 4290 | 1 | 0 | 93.1022 | 5.54 | 430.7951 | 25.6341 | 1500 | 89.2562 | 104.8432 | UWFE | 0
1 | 1952 | 1952-05-31 | 7205.1543 | 1 | 49.9088 | 1 | 1205.1543 | 74.102 | 1 | 4552 | 1 | 0 | 740.7537 | 45.5472 | 2298.9478 | 141.3568 | 1500 | 92.2314 | 185.6834 | UWFE | 0
1 | 1952 | 1952-06-30 | 6688.2456 | 0 | 51.4966 | 1 | 0 | 0 | 0 | 4500 | 1 | 0 | 1056.9393 | 62.8923 | 2224.6392 | 132.3752 | 1500 | 89.2562 | 186.8899 | UWFE | 0
1 | 1952 | 1952-07-31 | 9808.5918 | 0 | 52.4523 | 1 | 0 | 0 | 0 | 4145.5332 | 1 | 0 | 1272.6998 | 78.2553 | 2503.0557 | 153.9069 | 1500 | 92.2314 | 208.3125 | UWFE | 0
1 | 1952 | 1952-08-31 | [19 empty] | 88187.665 | 5422.4482 | 0 | 0 | 0 | 0
1 | 1952 | 1952-09-30 | [7 empty] | 3316.7529 | 1 | [10 empty] | 87814.3584 | 5225.3172 | 38.3109 | 2.2797 | 38.3109 | 2.2797
1 | 1952 | 1952-10-31 | [19 empty] | 92103.1167 | 5663.1999 | 203.0086 | 12.4825 | 203.0086 | 12.4825
1 | 1952 | 1952-11-30 | [19 empty] | 89899.2256 | 5349.3754 | 736.8885 | 43.8479 | 736.8885 | 21.924
1 | 1952 | 1952-12-31 | [19 empty] | 0 | 0 | 0 | 0 | 0 | 0
1 | 1953 | 1953-04-30 | 5435.791 | 0 | 48.9836 | 1 | 0 | 0 | 0 | 4552 | 1 | 0 | 445.4772 | 26.5077 | 432.8041 | 25.7536 | 1500 | 89.2562 | 115.3869 | UWFE | 0
1 | 1953 | 1953-05-31 | 9500.9639 | 1 | 48.5261 | 1 | 3500.9639 | 215.2659 | 1 | 4552 | 1 | 0 | 730.5885 | 44.9221 | 2213.4006 | 136.0967 | 1500 | 92.2314 | 182.7408 | UWFE | 0
1 | 1953 | 1953-06-30 | 8763.9053 | 0 | 50.4203 | 1 | 0 | 0 | 0 | 4500 | 1 | 0 | 1097.9736 | 65.334 | 2273.6465 | 135.2914 | 1500 | 89.2562 | 189.5689 | UWFE | 0
1 | 1953 | 1953-07-31 | 14905.9033 | 1 | 51.295 | 1 | 2905.9033 | 178.677 | 1 | 3867.5134 | 1 | 0 | 1282.4961 | 78.8576 | 2616.6782 | 160.8933 | 1500 | 92.2314 | 212.1068 | IBU | 0
1 | 1953 | 1953-08-31 | [19 empty] | 89655.0713 | 5512.6755 | 19.6381 | 1.2075 | 19.6381 | 1.2075
1 | 1953 | 1953-09-30 | [7 empty] | 3007.0503 | 1 | [10 empty] | 85167.9883 | 5067.8472 | 0 | 0 | 0 | 0
1 | 1953 | 1953-10-31 | [19 empty] | 90385.585 | 5557.593 | 1224.5797 | 75.2965 | 1224.5797 | 75.2965
1 | 1953 | 1953-11-30 | [19 empty] | 88062.6611 | 5240.0922 | 1707.2793 | 101.5902 | 1707.2793 | 50.7951
1 | 1953 | 1953-12-31 | [19 empty] | 0 | 0 | 98.7508 | 6.0719 | 0 | 0
2 | 1954 | 1954-04-30 | 10966.7246 | 1 | 48.7392 | 1 | 4966.7246 | 295.5406 | 1 | 4546 | 1 | 0 | 33.8696 | 2.0154 | 347.9214 | 20.7028 | 1500 | 89.2562 | 100.6153 | UWFE | 0
2 | 1954 | 1954-05-31 | 7140.4268 | 1 | 50.8273 | 1 | 1140.4268 | 70.1221 | 1 | 4520.7495 | 1 | 0 | 705.2218 | 43.3624 | 2247.1011 | 138.1689 | 1500 | 92.2314 | 182.997 | UWFE | 0
2 | 1954 | 1954-06-30 | 10288.1543 | 1 | 50.714 | 1 | 288.1543 | 17.1464 | 1 | 4172.916 | 1 | 0 | 1051.8853 | 62.5915 | 2396.1545 | 142.5811 | 1500 | 89.2562 | 191.8425 | IBU | 0
2 | 1954 | 1954-07-31 | 16000 | 1 | 51.3267 | 1 | 4000 | 245.9504 | 1 | 3484.4351 | 1 | 0 | 1187.8694 | 73.0392 | 2562.8928 | 157.5861 | 1500 | 92.2314 | 207.5441 | IBU | 0
2 | 1954 | 1954-08-31 | [19 empty] | 89107.3271 | 5478.996 | 0 | 0 | 0 | 0
2 | 1954 | 1954-09-30 | [7 empty] | 2910.6812 | 1 | [10 empty] | 89705.001 | 5337.8182 | 0 | 0 | 0 | 0
2 | 1954 | 1954-10-31 | [19 empty] | 92851.604 | 5709.2226 | 798.4457 | 49.0945 | 798.4457 | 49.0945
2 | 1954 | 1954-11-30 | [19 empty] | 92153.2515 | 5483.4993 | 832.2526 | 49.5225 | 832.2526 | 24.7612
2 | 1954 | 1954-12-31 | [19 empty] | 0 | 0 | 0 | 0 | 0 | 0
4 | 1955 | 1955-04-30 | 3250 | 0 | 50.4513 | 1 | 0 | 0 | 0 | 3900.9666 | 1 | 1 | 222.8969 | 13.2633 | 466.9581 | 27.7859 | 1500 | 89.2562 | 109.7808 | UWFE | 0
4 | 1955 | 1955-05-31 | 5268.8193 | 0 | 51.6167 | 1 | 0 | 0 | 0 | 4019.9189 | 1 | 1 | 365.3899 | 22.4669 | 2265.772 | 139.3169 | 1486.1831 | 91.3818 | 172.2738 | UWFE | 0
4 | 1955 | 1955-06-30 | 9586.7441 | 0 | 51.2535 | 1 | 0 | 0 | 0 | 3710.1033 | 1 | 1 | 444.3331 | 26.4397 | 2712.6807 | 161.4157 | 1500 | 89.2562 | 183.1839 | IBU | 0
4 | 1955 | 1955-07-31 | 14380.9561 | 1 | 51.8714 | 1 | 2380.9561 | 146.3993 | 1 | 3124.1541 | 1 | 1 | 487.4453 | 29.9718 | 2538.0757 | 156.0602 | 1500 | 92.2314 | 185.2474 | IBU | 146.3993
4 | 1955 | 1955-08-31 | [19 empty] | 91467.54 | 5624.1198 | 1565.8888 | 96.2827 | 1565.8888 | 96.2827
4 | 1955 | 1955-09-30 | [7 empty] | 2864.9436 | 1 | [10 empty] | 95723.1929 | 5695.9255 | 813.699 | 48.4185 | 813.699 | 48.4185
4 | 1955 | 1955-10-31 | [19 empty] | 94019.6997 | 5781.046 | 1413.0873 | 86.8874 | 1413.0873 | 86.8874
4 | 1955 | 1955-11-30 | [19 empty] | 96749 | 5756.9653 | 1431.4788 | 85.1789 | 1431.4788 | 42.5895
4 | 1955 | 1955-12-31 | [19 empty] | 0 | 0 | 0 | 0 | 0 | 0
1 | 1956 | 1956-04-30 | 3250 | 0 | 49.8951 | 1 | 0 | 0 | 0 | 4525.9761 | 1 | 0 | 274.4471 | 16.3307 | 472.9853 | 28.1446 | 1500 | 89.2562 | 111.4939 | UWFE | 0
1 | 1956 | 1956-05-31 | 9877.4131 | 1 | 47.8752 | 1 | 3877.4131 | 238.4128 | 1 | 4552 | 1 | 0 | 735.6575 | 45.2338 | 2024.1602 | 124.4608 | 1500 | 92.2314 | 177.0787 | UWFE | 0
1 | 1956 | 1956-06-30 | 7543.416 | 0 | 50.0897 | 1 | 0 | 0 | 0 | 4426.123 | 1 | 0 | 1099.931 | 65.4504 | 2200.5312 | 130.9407 | 1500 | 89.2562 | 187.4518 | UWFE | 0
1 | 1956 | 1956-07-31 | 11823.9668 | 0 | 50.2826 | 1 | 0 | 0 | 0 | 3905.5474 | 1 | 0 | 1282.6154 | 78.8649 | 2616.6782 | 160.8933 | 1500 | 92.2314 | 212.1105 | IBU | 0
1 | 1956 | 1956-08-31 | [19 empty] | 90474.1582 | 5563.0391 | 0 | 0 | 0 | 0
1 | 1956 | 1956-09-30 | [7 empty] | 3055.8276 | 1 | [10 empty] | 84431.8018 | 5024.0411 | 0 | 0 | 0 | 0
1 | 1956 | 1956-10-31 | [19 empty] | 92823.0757 | 5707.4685 | 524.9938 | 32.2806 | 524.9938 | 32.2806
1 | 1956 | 1956-11-30 | [19 empty] | 87816.9082 | 5225.4689 | 630.5883 | 37.5226 | 630.5883 | 18.7613
1 | 1956 | 1956-12-31 | [19 empty] | 0 | 0 | 0 | 0 | 0 | 0
2 | 1957 | 1957-04-30 | 3250 | 0 | 51.2174 | 1 | 0 | 0 | 0 | 4535.7544 | 1 | 0 | 473.61 | 28.1818 | 459.4242 | 27.3376 | 1500 | 89.2562 | 117.0159 | UWFE | 0
2 | 1957 | 1957-05-31 | 10383.7988 | 1 | 50.1161 | 1 | 4383.7988 | 269.5493 | 1 | 4552 | 1 | 0 | 717.7584 | 44.1332 | 2044.8989 | 125.7359 | 1500 | 92.2314 | 177.166 | UWFE | 0
2 | 1957 | 1957-06-30 | 9041.2539 | 0 | 52.2485 | 1 | 0 | 0 | 0 | 4290.394 | 1 | 0 | 866.6025 | 51.5664 | 2422.4946 | 144.1484 | 1500 | 89.2562 | 187.1136 | IBU | 0
2 | 1957 | 1957-07-31 | 16000 | 1 | 51.8162 | 1 | 4000 | 245.9504 | 1 | 3601.6663 | 1 | 0 | 947.8796 | 58.2828 | 2467.6895 | 151.7323 | 1500 | 92.2314 | 197.239 | IBU | 0
2 | 1957 | 1957-08-31 | [19 empty] | 89621.124 | 5510.5881 | 972.9947 | 59.8271 | 972.9947 | 59.8271
2 | 1957 | 1957-09-30 | [7 empty] | 3041.053 | 1 | [10 empty] | 90649.2773 | 5394.0066 | 579.7745 | 34.499 | 579.7745 | 34.499
2 | 1957 | 1957-10-31 | [19 empty] | 94373.6128 | 5802.8073 | 1307.7252 | 80.4089 | 1307.7252 | 80.4089
2 | 1957 | 1957-11-30 | [19 empty] | 91059.4033 | 5418.4108 | 2291.8242 | 136.373 | 2291.8242 | 68.1865
2 | 1957 | 1957-12-31 | [19 empty] | 0 | 0 | 0 | 0 | 0 | 0
1 | 1958 | 1958-04-30 | 11542.2393 | 1 | 47.7729 | 1 | 5542.2393 | 329.7861 | 1 | 4173 | 1 | 0 | 28.5275 | 1.6975 | 286.1428 | 17.0267 | 1500 | 89.2562 | 98.6183 | UWFE | 0
1 | 1958 | 1958-05-31 | 6985.3262 | 1 | 51.3851 | 1 | 985.3262 | 60.5853 | 1 | 4552 | 1 | 0 | 454.2844 | 27.9329 | 1943.7979 | 119.5195 | 1500 | 92.2314 | 165.9576 | UWFE | 0
1 | 1958 | 1958-06-30 | 8232.1523 | 0 | 51.6816 | 1 | 0 | 0 | 0 | 4500 | 1 | 0 | 1154.1927 | 68.6792 | 2269.7261 | 135.0581 | 1500 | 89.2562 | 191.1249 | UWFE | 0
1 | 1958 | 1958-07-31 | 12357.0049 | 1 | 52.2247 | 1 | 357.0049 | 21.9514 | 1 | 4105.7368 | 1 | 0 | 1329.9095 | 81.773 | 2552.2114 | 156.9294 | 1500 | 92.2314 | 211.5826 | IBU | 0
1 | 1958 | 1958-08-31 | [19 empty] | 87940.8721 | 5407.2735 | 0 | 0 | 0 | 0
1 | 1958 | 1958-09-30 | [7 empty] | 3174.582 | 1 | [10 empty] | 84527.9521 | 5029.7624 | 0 | 0 | 0 | 0
1 | 1958 | 1958-10-31 | [19 empty] | 92967.8687 | 5716.3714 | 50.6989 | 3.1174 | 50.6989 | 3.1174
1 | 1958 | 1958-11-30 | [19 empty] | 88886.126 | 5289.0918 | 1516.7578 | 90.2534 | 1516.7578 | 45.1267
1 | 1958 | 1958-12-31 | [19 empty] | 0 | 0 | 0 | 0 | 0 | 0
3 | 1959 | 1959-04-30 | 4176.9141 | 0 | 52.521 | 1 | 0 | 0 | 0 | 4402.9878 | 1 | 1 | 220.1043 | 13.0971 | 554.8545 | 33.0161 | 1474.0967 | 87.7148 | 110.7715 | UWFE | 0
3 | 1959 | 1959-05-31 | 8032.0801 | 1 | 51.6039 | 1 | 2032.0801 | 124.9477 | 1 | 4231.4053 | 1 | 1 | 634.8976 | 39.0383 | 2338.3577 | 143.78 | 1500 | 92.2314 | 183.6406 | UWFE | 0
3 | 1959 | 1959-06-30 | 12238.9375 | 1 | 51.9429 | 1 | 2238.9375 | 133.226 | 1 | 3758.0562 | 1 | 1 | 756.1251 | 44.9926 | 2677.3357 | 159.3125 | 1500 | 89.2562 | 191.4088 | IBU | 133.226
3 | 1959 | 1959-07-31 | 16000 | 1 | 52.9363 | 1 | 4000 | 245.9504 | 1 | 3122.5605 | 1 | 1 | 824.8505 | 50.7181 | 2537.3855 | 156.0178 | 1500 | 92.2314 | 195.5993 | IBU | 195.5993
3 | 1959 | 1959-08-31 | [19 empty] | 87769.9443 | 5396.7635 | 580.9988 | 35.7242 | 580.9988 | 35.7242
3 | 1959 | 1959-09-30 | [7 empty] | 2777.2996 | 1 | [10 empty] | 94751.3535 | 5638.0971 | 162.4661 | 9.6674 | 162.4661 | 9.6674
3 | 1959 | 1959-10-31 | [19 empty] | 93413.3604 | 5743.7636 | 1540.0111 | 94.6916 | 1540.0111 | 94.6916
3 | 1959 | 1959-11-30 | [19 empty] | 92727.7559 | 5517.6846 | 1347.0541 | 80.1553 | 1347.0541 | 40.0776
3 | 1959 | 1959-12-31 | [19 empty] | 0 | 0 | 2025.1993 | 124.5247 | 0 | 0
4 | 1960 | 1960-04-30 | 7127.0625 | 1 | 49.9112 | 1 | 1127.0625 | 67.0649 | 1 | 4172.9888 | 1 | 1 | 16.4874 | 0.98107 | 466.4559 | 27.7561 | 1500 | 89.2562 | 103.6248 | UWFE | 0
4 | 1960 | 1960-05-31 | 4957.1445 | 0 | 52.5273 | 1 | 0 | 0 | 0 | 4264.8516 | 1 | 1 | 320.0725 | 19.6805 | 2099.8628 | 129.1155 | 998.0752 | 61.3693 | 135.7673 | UWFE | 0
4 | 1960 | 1960-06-30 | 13233.9727 | 1 | 51.4405 | 1 | 3233.9727 | 192.4347 | 1 | 3735.5588 | 1 | 1 | 457.7018 | 27.2352 | 2712.6807 | 161.4157 | 1500 | 89.2562 | 183.5816 | IBU | 183.5816
4 | 1960 | 1960-07-31 | 13995.5498 | 1 | 52.786 | 1 | 1995.5498 | 122.7016 | 1 | 3174.9954 | 1 | 1 | 499.181 | 30.6934 | 2441.2615 | 150.1073 | 1500 | 92.2314 | 182.6318 | IBU | 122.7016
4 | 1960 | 1960-08-31 | [19 empty] | 90376.2197 | 5557.0171 | 1283.535 | 78.9215 | 1283.535 | 78.9215
4 | 1960 | 1960-09-30 | [7 empty] | 2747.3599 | 1 | [10 empty] | 93859.9321 | 5585.0538 | 1185.9482 | 70.5688 | 1185.9482 | 70.5688
4 | 1960 | 1960-10-31 | [19 empty] | 93911.3975 | 5774.3868 | 1660.7848 | 102.1177 | 1660.7848 | 102.1177
4 | 1960 | 1960-11-30 | [19 empty] | 96749 | 5756.9653 | 409.7125 | 24.3796 | 409.7125 | 12.1898
4 | 1960 | 1960-12-31 | [19 empty] | 0 | 0 | 2387.1279 | 146.7788 | 0 | 0
4 | 1961 | 1961-04-30 | 3330.928 | 0 | 51.2625 | 1 | 0 | 0 | 0 | 4552 | 1 | 1 | 224.1461 | 13.3376 | 461.4332 | 27.4572 | 1500 | 89.2562 | 109.6536 | UWFE | 0
4 | 1961 | 1961-05-31 | 7787.1885 | 1 | 50.2406 | 1 | 1787.1885 | 109.8899 | 1 | 4502.2798 | 1 | 1 | 270.7625 | 16.6485 | 2241.9163 | 137.8501 | 1500 | 92.2314 | 169.4807 | UWFE | 0
4 | 1961 | 1961-06-30 | 10063.0752 | 1 | 51.53 | 1 | 63.0752 | 3.7532 | 1 | 4143.2856 | 1 | 1 | 520.3307 | 30.9618 | 2605.4656 | 155.036 | 1500 | 89.2562 | 182.2551 | IBU | 3.7532
4 | 1961 | 1961-07-31 | 16000 | 1 | 51.3744 | 1 | 4000 | 245.9504 | 1 | 3417.938 | 1 | 1 | 610.1761 | 37.5183 | 2538.0757 | 156.0602 | 1500 | 92.2314 | 189.0206 | IBU | 189.0206
4 | 1961 | 1961-08-31 | [19 empty] | 90140.4219 | 5542.5185 | 3366.3738 | 206.9903 | 3366.3738 | 206.9903
4 | 1961 | 1961-09-30 | [7 empty] | 3030.2942 | 1 | [10 empty] | 94542.3823 | 5625.6624 | 1068.3673 | 63.5723 | 1068.3673 | 63.5723
4 | 1961 | 1961-10-31 | [19 empty] | 92871.4131 | 5710.4406 | 2354.5803 | 144.7775 | 2354.5803 | 144.7775
4 | 1961 | 1961-11-30 | [19 empty] | 95558.9888 | 5686.1547 | 1388.9673 | 82.6493 | 1388.9673 | 41.3246
4 | 1961 | 1961-12-31 | [19 empty] | 0 | 0 | 1553.0544 | 95.4936 | 0 | 0
3 | 1962 | 1962-04-30 | 3754.135 | 0 | 51.1166 | 1 | 0 | 0 | 0 | 4552 | 1 | 1 | 412.5512 | 24.5485 | 496.0895 | 29.5194 | 1500 | 89.2562 | 116.2901 | UWFE | 0
3 | 1962 | 1962-05-31 | 8163.2202 | 1 | 49.7835 | 1 | 2163.2202 | 133.0112 | 1 | 4418.8945 | 1 | 1 | 657.1561 | 40.407 | 2288.5784 | 140.7192 | 1500 | 92.2314 | 182.7945 | UWFE | 0
3 | 1962 | 1962-06-30 | 9541.0107 | 0 | 50.6775 | 1 | 0 | 0 | 0 | 4081.9338 | 1 | 1 | 805.9758 | 47.9589 | 2523.6528 | 150.1678 | 1500 | 89.2562 | 188.3195 | IBU | 0
3 | 1962 | 1962-07-31 | 15542.7832 | 1 | 50.5078 | 1 | 3542.7832 | 217.8372 | 1 | 3381.1711 | 1 | 1 | 930.3408 | 57.2044 | 2537.3855 | 156.0178 | 1500 | 92.2314 | 198.8425 | IBU | 198.8425
3 | 1962 | 1962-08-31 | [19 empty] | 90501.5059 | 5564.7207 | 326.014 | 20.0458 | 326.014 | 20.0458
3 | 1962 | 1962-09-30 | [7 empty] | 3012.7175 | 1 | [10 empty] | 94563.6353 | 5626.9271 | 0 | 0 | 0 | 0
3 | 1962 | 1962-10-31 | [19 empty] | 91099.3086 | 5601.4781 | 0 | 0 | 0 | 0
3 | 1962 | 1962-11-30 | [19 empty] | 94435.6953 | 5619.3141 | 0 | 0 | 0 | 0
3 | 1962 | 1962-12-31 | [19 empty] | 0 | 0 | 0 | 0 | 0 | 0
1 | 1963 | 1963-04-30 | 30893.4492 | 1 | 48.0211 | 1 | 24893.4492 | 1481.2631 | 1 | 4137 | 1 | 0 | 15.7005 | 0.93425 | 254.5001 | 15.1438 | 1500 | 89.2562 | 97.2952 | UWFE | 0
1 | 1963 | 1963-05-31 | 4724.0718 | 0 | 52.6576 | 1 | 0 | 0 | 0 | 4552 | 1 | 0 | 528.8322 | 32.5166 | 2086.3762 | 128.2863 | 1500 | 92.2314 | 172.6329 | UWFE | 0
1 | 1963 | 1963-06-30 | 8594.7188 | 0 | 52.5437 | 1 | 0 | 0 | 0 | 4318.4883 | 1 | 0 | 1228.4559 | 73.0982 | 2324.6143 | 138.3242 | 1500 | 89.2562 | 194.9674 | IBU | 0
1 | 1963 | 1963-07-31 | 16000 | 1 | 52.1096 | 1 | 4000 | 245.9504 | 1 | 3649.5266 | 1 | 0 | 1381.7018 | 84.9575 | 2521.4749 | 155.0394 | 1500 | 92.2314 | 212.2299 | IBU | 0
1 | 1963 | 1963-08-31 | [19 empty] | 89286.8535 | 5490.0346 | 0 | 0 | 0 | 0
1 | 1963 | 1963-09-30 | [7 empty] | 2718.1057 | 1 | [10 empty] | 84976.958 | 5056.4801 | 0 | 0 | 0 | 0
1 | 1963 | 1963-10-31 | [19 empty] | 92588.9097 | 5693.0701 | 1189.5573 | 73.143 | 1189.5573 | 73.143
1 | 1963 | 1963-11-30 | [19 empty] | 93790.8306 | 5580.942 | 1109.0795 | 65.9948 | 1109.0795 | 32.9974
1 | 1963 | 1963-12-31 | [19 empty] | 0 | 0 | 347.9604 | 21.3952 | 0 | 0
4 | 1964 | 1964-04-30 | 6091.9458 | 1 | 49.5505 | 1 | 91.9458 | 5.4712 | 1 | 3746.6431 | 1 | 1 | 316.7788 | 18.8496 | 564.8998 | 33.6139 | 1500 | 89.2562 | 115.488 | UWFE | 0
4 | 1964 | 1964-05-31 | 6700.6343 | 1 | 50.719 | 1 | 700.6343 | 43.0803 | 1 | 3609.583 | 1 | 1 | 332.7473 | 20.4598 | 2309.8418 | 142.0266 | 1500 | 92.2314 | 173.4746 | UWFE | 0
4 | 1964 | 1964-06-30 | 8947.915 | 0 | 51.8991 | 1 | 0 | 0 | 0 | 3402.845 | 1 | 1 | 359.1174 | 21.369 | 2607.7468 | 155.1717 | 1500 | 89.2562 | 177.5265 | IBU | 0
4 | 1964 | 1964-07-31 | 14511.1045 | 1 | 52.2635 | 1 | 2511.1045 | 154.4018 | 1 | 2786.1204 | 1 | 1 | 422.4683 | 25.9766 | 2533.6196 | 155.7862 | 1500 | 92.2314 | 183.1128 | IBU | 154.4018
4 | 1964 | 1964-08-31 | [19 empty] | 91194.7256 | 5607.3451 | 771.8971 | 47.4621 | 771.8971 | 47.4621
4 | 1964 | 1964-09-30 | [7 empty] | 2475.9597 | 1 | [10 empty] | 95000.5879 | 5652.9275 | 1010.3552 | 60.1203 | 1010.3552 | 60.1203
4 | 1964 | 1964-10-31 | [19 empty] | 94941.0786 | 5837.6994 | 1503.1575 | 92.4256 | 1503.1575 | 92.4256
4 | 1964 | 1964-11-30 | [19 empty] | 96749 | 5756.9653 | 1991.6625 | 118.5121 | 1991.6625 | 59.2561
4 | 1964 | 1964-12-31 | [19 empty] | 0 | 0 | 0 | 0 | 0 | 0
1 | 1965 | 1965-04-30 | 6748.3589 | 1 | 46.9475 | 1 | 748.3589 | 44.5304 | 1 | 4500 | 1 | 0 | 15.9951 | 0.95177 | 409.7 | 24.3788 | 1500 | 89.2562 | 101.9215 | UWFE | 0
1 | 1965 | 1965-05-31 | 6685.5464 | 1 | 49.0954 | 1 | 685.5464 | 42.1526 | 1 | 4530.542 | 1 | 0 | 633.975 | 38.9816 | 2257.9951 | 138.8387 | 1500 | 92.2314 | 181.1416 | UWFE | 0
1 | 1965 | 1965-06-30 | 8087.3091 | 0 | 49.5362 | 1 | 0 | 0 | 0 | 4283.3418 | 1 | 0 | 838.3341 | 49.8843 | 2334.416 | 138.9074 | 1500 | 89.2562 | 183.6521 | UWFE | 0
1 | 1965 | 1965-07-31 | 16000 | 1 | 49.4431 | 1 | 4000 | 245.9504 | 1 | 3588.6501 | 1 | 0 | 922.0832 | 56.6967 | 2612.0735 | 160.6101 | 1500 | 92.2314 | 200.8848 | IBU | 0
1 | 1965 | 1965-08-31 | [19 empty] | 91045.6006 | 5598.1758 | 0 | 0 | 0 | 0
1 | 1965 | 1965-09-30 | [7 empty] | 2849.3286 | 1 | [10 empty] | 86410.6357 | 5141.7899 | 0 | 0 | 0 | 0
1 | 1965 | 1965-10-31 | [19 empty] | 91501.9746 | 5626.2371 | 958.2055 | 58.9178 | 958.2055 | 58.9178
1 | 1965 | 1965-11-30 | [19 empty] | 92705.7603 | 5516.3758 | 425.1225 | 25.2965 | 425.1225 | 12.6483
1 | 1965 | 1965-12-31 | [19 empty] | 0 | 0 | 0 | 0 | 0 | 0
3 | 1966 | 1966-04-30 | 4292.8887 | 0 | 49.8692 | 1 | 0 | 0 | 0 | 4552 | 1 | 1 | 529.8277 | 31.5269 | 552.3431 | 32.8667 | 1500 | 89.2562 | 121.453 | UWFE | 0
3 | 1966 | 1966-05-31 | 8730.6592 | 1 | 49.4726 | 1 | 2730.6592 | 167.9017 | 1 | 4347.7725 | 1 | 1 | 640.7465 | 39.398 | 2340.425 | 143.9071 | 1500 | 92.2314 | 183.884 | IBU | 167.9017
3 | 1966 | 1966-06-30 | 13508.8633 | 1 | 49.8644 | 1 | 3508.8633 | 208.7919 | 1 | 3800.2344 | 1 | 1 | 770.6282 | 45.8556 | 2661.6143 | 158.377 | 1500 | 89.2562 | 191.3725 | IBU | 191.3725
3 | 1966 | 1966-07-31 | 16000 | 1 | 50.8349 | 1 | 4000 | 245.9504 | 1 | 3119.6094 | 1 | 1 | 838.9403 | 51.5844 | 2521.1633 | 155.0203 | 1500 | 92.2314 | 195.5338 | IBU | 195.5338
3 | 1966 | 1966-08-31 | [19 empty] | 87234.4795 | 5363.8391 | 442.3545 | 27.1993 | 442.3545 | 27.1993
3 | 1966 | 1966-09-30 | [7 empty] | 2583.3672 | 1 | [10 empty] | 92546.8853 | 5506.9221 | 418.4725 | 24.9008 | 418.4725 | 24.9008
3 | 1966 | 1966-10-31 | [19 empty] | 93829.6924 | 5769.3629 | 1319.8214 | 81.1527 | 1319.8214 | 81.1527
3 | 1966 | 1966-11-30 | [19 empty] | 96749 | 5756.9653 | 1161.3711 | 69.1064 | 1161.3711 | 34.5532
3 | 1966 | 1966-12-31 | [19 empty] | 0 | 0 | 0 | 0 | 0 | 0
1 | 1967 | 1967-04-30 | 10209.6709 | 1 | 47.1435 | 1 | 4209.6709 | 250.4928 | 1 | 4479 | 1 | 0 | 39.8704 | 2.3725 | 237.4231 | 14.1277 | 1500 | 89.2562 | 97.5063 | UWFE | 0
1 | 1967 | 1967-05-31 | 12507.457 | 1 | 48.9939 | 1 | 6507.457 | 400.1279 | 1 | 4552 | 1 | 0 | 634.835 | 39.0345 | 2252.2856 | 138.4876 | 1500 | 92.2314 | 180.9925 | UWFE | 0
1 | 1967 | 1967-06-30 | 8491.8008 | 0 | 51.1733 | 1 | 0 | 0 | 0 | 4500 | 1 | 0 | 937.7822 | 55.8019 | 2001.1646 | 119.0776 | 1500 | 89.2562 | 176.6959 | UWFE | 0
1 | 1967 | 1967-07-31 | 11558.0479 | 0 | 52.5317 | 1 | 0 | 0 | 0 | 4019.9312 | 1 | 0 | 1366.8882 | 84.0467 | 2516.8701 | 154.7563 | 1500 | 92.2314 | 211.6329 | UWFE | 0
1 | 1967 | 1967-08-31 | [19 empty] | 89940.6201 | 5530.2332 | 0 | 0 | 0 | 0
1 | 1967 | 1967-09-30 | [7 empty] | 3126.8677 | 1 | [10 empty] | 84275.957 | 5014.7677 | 0 | 0 | 0 | 0
1 | 1967 | 1967-10-31 | [19 empty] | 94715.5815 | 5823.8341 | 302.18 | 18.5803 | 302.18 | 18.5803
1 | 1967 | 1967-11-30 | [19 empty] | 91235.6035 | 5428.8954 | 1725.1964 | 102.6563 | 1725.1964 | 51.3282
1 | 1967 | 1967-12-31 | [19 empty] | 0 | 0 | 0 | 0 | 0 | 0
3 | 1968 | 1968-04-30 | 3250 | 0 | 51.9104 | 1 | 0 | 0 | 0 | 4387.3369 | 1 | 1 | 372.8588 | 22.1866 | 480.017 | 28.563 | 1012.0752 | 60.2227 | 85.5975 | UWFE | 0
3 | 1968 | 1968-05-31 | 7092.5923 | 1 | 51.0287 | 1 | 1092.5923 | 67.1809 | 1 | 4254.6367 | 1 | 1 | 578.8368 | 35.5913 | 2198.3716 | 135.1726 | 1500 | 92.2314 | 177.6133 | UWFE | 0
3 | 1968 | 1968-06-30 | 13090.2783 | 1 | 50.739 | 1 | 3090.2783 | 183.8843 | 1 | 3698.4705 | 1 | 1 | 708.039 | 42.1312 | 2497.6624 | 148.6212 | 1500 | 89.2562 | 184.6324 | IBU | 183.8843
3 | 1968 | 1968-07-31 | 16000 | 1 | 51.8927 | 1 | 4000 | 245.9504 | 1 | 3020.8716 | 1 | 1 | 869.4346 | 53.4595 | 2537.3855 | 156.0178 | 1500 | 92.2314 | 196.97 | IBU | 196.97
3 | 1968 | 1968-08-31 | [19 empty] | 91885.4238 | 5649.8145 | 520.4457 | 32.001 | 520.4457 | 32.001
3 | 1968 | 1968-09-30 | [7 empty] | 2794.0652 | 1 | [10 empty] | 93395.6299 | 5557.4259 | 164.137 | 9.7668 | 164.137 | 9.7668
3 | 1968 | 1968-10-31 | [19 empty] | 94950.543 | 5838.2813 | 1019.0937 | 62.6616 | 1019.0937 | 62.6616
3 | 1968 | 1968-11-30 | [19 empty] | 96749 | 5756.9653 | 448.9588 | 26.7149 | 448.9588 | 13.3575
3 | 1968 | 1968-12-31 | [19 empty] | 0 | 0 | 0 | 0 | 0 | 0
1 | 1969 | 1969-04-30 | 9669.7627 | 1 | 46.9907 | 1 | 3669.7627 | 218.366 | 1 | 4434 | 1 | 0 | 171.7332 | 10.2188 | 463.4423 | 27.5767 | 1500 | 89.2562 | 108.154 | UWFE | 0
1 | 1969 | 1969-05-31 | 9579.458 | 1 | 48.8723 | 1 | 3579.458 | 220.0923 | 1 | 4552 | 1 | 0 | 779.5358 | 47.9318 | 2345.6096 | 144.2259 | 1500 | 92.2314 | 188.3103 | UWFE | 0
1 | 1969 | 1969-06-30 | 8011.48 | 0 | 50.5018 | 1 | 0 | 0 | 0 | 4403.0791 | 1 | 0 | 1103.2566 | 65.6483 | 2226.0151 | 132.4571 | 1500 | 89.2562 | 188.3089 | UWFE | 0
1 | 1969 | 1969-07-31 | 11045.0781 | 0 | 51.5087 | 1 | 0 | 0 | 0 | 3947.4578 | 1 | 0 | 1249.1562 | 76.8076 | 2516.8701 | 154.7563 | 1500 | 92.2314 | 208.0134 | IBU | 0
1 | 1969 | 1969-08-31 | [19 empty] | 89532.791 | 5505.1567 | 0 | 0 | 0 | 0
1 | 1969 | 1969-09-30 | [7 empty] | 3239.3909 | 1 | [10 empty] | 88147.0195 | 5245.1119 | 42.8577 | 2.5502 | 42.8577 | 2.5502
1 | 1969 | 1969-10-31 | [19 empty] | 93281.4272 | 5735.6514 | 245.9806 | 15.1248 | 245.9806 | 15.1248
1 | 1969 | 1969-11-30 | [19 empty] | 92833.8052 | 5523.995 | 0 | 0 | 0 | 0
1 | 1969 | 1969-12-31 | [19 empty] | 0 | 0 | 0 | 0 | 0 | 0
1 | 1970 | 1970-04-30 | 3250 | 0 | 49.8044 | 1 | 0 | 0 | 0 | 4291.0645 | 1 | 0 | 73.1966 | 4.3555 | 508.6461 | 30.2665 | 713.9839 | 42.485 | 59.796 | UWFE | 0
1 | 1970 | 1970-05-31 | 6423.0225 | 1 | 49.8999 | 1 | 423.0225 | 26.0106 | 1 | 4231.8843 | 1 | 0 | 572.1926 | 35.1828 | 2315.0266 | 142.3454 | 1500 | 92.2314 | 180.9955 | UWFE | 0
1 | 1970 | 1970-06-30 | 11296.084 | 1 | 49.3744 | 1 | 1296.084 | 77.1224 | 1 | 3804.7209 | 1 | 0 | 657.6102 | 39.1305 | 2256.0039 | 134.2416 | 1500 | 89.2562 | 175.9422 | IBU | 0
1 | 1970 | 1970-07-31 | 15933.2969 | 1 | 50.2642 | 1 | 3933.2969 | 241.849 | 1 | 3122.0967 | 1 | 0 | 784.4171 | 48.2319 | 2616.6782 | 160.8933 | 1500 | 92.2314 | 196.794 | IBU | 0
1 | 1970 | 1970-08-31 | [19 empty] | 89359.1201 | 5494.4781 | 0 | 0 | 0 | 0
1 | 1970 | 1970-09-30 | [7 empty] | 2249.6484 | 1 | [10 empty] | 84248.9375 | 5013.1599 | 762.3438 | 45.3626 | 762.3438 | 45.3626
1 | 1970 | 1970-10-31 | [19 empty] | 90155.1904 | 5543.4266 | 958.8508 | 58.9574 | 958.8508 | 58.9574
1 | 1970 | 1970-11-30 | [19 empty] | 94202.667 | 5605.448 | 1112.5507 | 66.2014 | 1112.5507 | 33.1007
1 | 1970 | 1970-12-31 | [19 empty] | 0 | 0 | 0 | 0 | 0 | 0
1 | 1971 | 1971-04-30 | 3250 | 0 | 50.1011 | 1 | 0 | 0 | 0 | 4470.4141 | 1 | 0 | 663.0163 | 39.4522 | 563.3929 | 33.5242 | 1500 | 89.2562 | 125.7444 | UWFE | 0
1 | 1971 | 1971-05-31 | 8956.8486 | 1 | 49.0741 | 1 | 2956.8486 | 181.8095 | 1 | 4552 | 1 | 0 | 722.5508 | 44.4279 | 1990.4598 | 122.3886 | 1500 | 92.2314 | 175.6397 | UWFE | 0
1 | 1971 | 1971-06-30 | 7962.2466 | 0 | 51.378 | 1 | 0 | 0 | 0 | 4500 | 1 | 0 | 865.0387 | 51.4734 | 2342.2573 | 139.374 | 1500 | 89.2562 | 184.6799 | UWFE | 0
1 | 1971 | 1971-07-31 | 15771.3086 | 1 | 51.1682 | 1 | 3771.3086 | 231.8887 | 1 | 3763.6338 | 1 | 0 | 964.2192 | 59.2875 | 2521.4749 | 155.0394 | 1500 | 92.2314 | 199.3949 | IBU | 0
1 | 1971 | 1971-08-31 | [19 empty] | 90534.5293 | 5566.7512 | 367.7022 | 22.6091 | 367.7022 | 22.6091
1 | 1971 | 1971-09-30 | [7 empty] | 2942.958 | 1 | [10 empty] | 86539.2598 | 5149.4436 | 0 | 0 | 0 | 0
1 | 1971 | 1971-10-31 | [19 empty] | 91401.7578 | 5620.075 | 1216.4792 | 74.7984 | 1216.4792 | 74.7984
1 | 1971 | 1971-11-30 | [19 empty] | 87564.6484 | 5210.4584 | 1703.5538 | 101.3685 | 1703.5538 | 50.6842
1 | 1971 | 1971-12-31 | [19 empty] | 0 | 0 | 0 | 0 | 0 | 0
3 | 1972 | 1972-04-30 | 4466.645 | 0 | 50.0822 | 1 | 0 | 0 | 0 | 4552 | 1 | 1 | 323.2535 | 19.2349 | 539.2842 | 32.0896 | 1500 | 89.2562 | 114.9185 | UWFE | 0
3 | 1972 | 1972-05-31 | 7295.1348 | 1 | 50.6107 | 1 | 1295.1348 | 79.6347 | 1 | 4444.4248 | 1 | 1 | 214.1783 | 13.1693 | 2237.2563 | 137.5635 | 1500 | 92.2314 | 167.5978 | UWFE | 0
3 | 1972 | 1972-06-30 | 13446.585 | 1 | 50.5292 | 1 | 3446.585 | 205.086 | 1 | 3879.4409 | 1 | 1 | 428.4666 | 25.4955 | 2616.696 | 155.7042 | 1500 | 89.2562 | 179.8561 | IBU | 179.8561
3 | 1972 | 1972-07-31 | 15975.8271 | 1 | 51.617 | 1 | 3975.8271 | 244.4641 | 1 | 3200 | 1 | 1 | 484.0748 | 29.7646 | 2537.3855 | 156.0178 | 1500 | 92.2314 | 185.1226 | IBU | 185.1226
3 | 1972 | 1972-08-31 | [19 empty] | 89878.541 | 5526.4161 | 1250.8757 | 76.9134 | 1250.8757 | 76.9134
3 | 1972 | 1972-09-30 | [7 empty] | 2958.2964 | 1 | [10 empty] | 95242.7227 | 5667.3356 | 954.7809 | 56.8134 | 954.7809 | 56.8134
3 | 1972 | 1972-10-31 | [19 empty] | 95128.999 | 5849.2542 | 439.7225 | 27.0375 | 439.7225 | 27.0375
3 | 1972 | 1972-11-30 | [19 empty] | 96243.0745 | 5726.8606 | 2301.5762 | 136.9533 | 2301.5762 | 68.4766
3 | 1972 | 1972-12-31 | [19 empty] | 0 | 0 | 0 | 0 | 0 | 0
2 | 1973 | 1973-04-30 | 3250 | 0 | 50.5814 | 1 | 0 | 0 | 0 | 4464.4717 | 1 | 0 | 411.989 | 24.515 | 453.397 | 26.979 | 1500 | 89.2562 | 115.0032 | UWFE | 0
2 | 1973 | 1973-05-31 | 6365.7554 | 1 | 51.2658 | 1 | 365.7554 | 22.4894 | 1 | 4489.7715 | 1 | 0 | 753.9079 | 46.356 | 2250.2183 | 138.3605 | 1500 | 92.2314 | 184.5897 | UWFE | 0
2 | 1973 | 1973-06-30 | 13158.1406 | 1 | 49.9006 | 1 | 3158.1406 | 187.9224 | 1 | 3919.5508 | 1 | 0 | 1050.8997 | 62.5329 | 2424.5208 | 144.269 | 1500 | 89.2562 | 192.6571 | IBU | 0
2 | 1973 | 1973-07-31 | 16000 | 1 | 50.5793 | 1 | 4000 | 245.9504 | 1 | 3219.9336 | 1 | 0 | 1148.6138 | 70.6255 | 2522.6577 | 155.1122 | 1500 | 92.2314 | 205.1002 | IBU | 0
2 | 1973 | 1973-08-31 | [19 empty] | 91231.0947 | 5609.5814 | 266.0858 | 16.361 | 266.0858 | 16.361
2 | 1973 | 1973-09-30 | [7 empty] | 2805.6096 | 1 | [10 empty] | 90741.9873 | 5399.5232 | 632.8945 | 37.6598 | 632.8945 | 37.6598
2 | 1973 | 1973-10-31 | [19 empty] | 94903.3291 | 5835.3783 | 827.6483 | 50.8901 | 827.6483 | 50.8901
2 | 1973 | 1973-11-30 | [19 empty] | 71353.3066 | 4245.8166 | 0 | 0 | 0 | 0
2 | 1973 | 1973-12-31 | [19 empty] | 0 | 0 | 0 | 0 | 0 | 0
1 | 1974 | 1974-04-30 | 5857.2148 | 0 | 48.4155 | 1 | 0 | 0 | 0 | 4289 | 1 | 0 | 44.7164 | 2.6608 | 403.1705 | 23.9903 | 1500 | 89.2562 | 102.5818 | UWFE | 0
1 | 1974 | 1974-05-31 | 5594.6343 | 0 | 50.9343 | 1 | 0 | 0 | 0 | 4515.0288 | 1 | 0 | 762.7927 | 46.9023 | 2255.4028 | 138.6793 | 1500 | 92.2314 | 185.0222 | UWFE | 0
1 | 1974 | 1974-06-30 | 8124.5073 | 0 | 51.2551 | 1 | 0 | 0 | 0 | 4359.8823 | 1 | 0 | 1221.212 | 72.6672 | 2328.5349 | 138.5574 | 1500 | 89.2562 | 194.8685 | UWFE | 0
1 | 1974 | 1974-07-31 | 12602.3799 | 1 | 51.6808 | 1 | 602.3799 | 37.0389 | 1 | 3927.6494 | 1 | 0 | 1157.8093 | 71.1909 | 2265.9106 | 139.3254 | 1500 | 92.2314 | 197.4896 | IBU | 0
1 | 1974 | 1974-08-31 | [19 empty] | 90403.6592 | 5558.7043 | 0 | 0 | 0 | 0
1 | 1974 | 1974-09-30 | [7 empty] | 3201.7532 | 1 | [10 empty] | 86925.9688 | 5172.4543 | 0 | 0 | 0 | 0
1 | 1974 | 1974-10-31 | [19 empty] | 91203.3242 | 5607.8738 | 1233.318 | 75.8338 | 1233.318 | 75.8338
1 | 1974 | 1974-11-30 | [19 empty] | 87555.9795 | 5209.9426 | 1391.8278 | 82.8195 | 1391.8278 | 41.4098
1 | 1974 | 1974-12-31 | [19 empty] | 0 | 0 | 0 | 0 | 0 | 0
1 | 1975 | 1975-04-30 | 3250 | 0 | 50.4704 | 1 | 0 | 0 | 0 | 4449.6987 | 1 | 0 | 348.7161 | 20.7501 | 422.2566 | 25.126 | 1500 | 89.2562 | 112.1942 | UWFE | 0
1 | 1975 | 1975-05-31 | 9954.1455 | 1 | 50.2793 | 1 | 3954.1455 | 243.1309 | 1 | 4552 | 1 | 0 | 880.4407 | 54.1362 | 2314.5017 | 142.3132 | 1500 | 92.2314 | 190.4561 | UWFE | 0
1 | 1975 | 1975-06-30 | 8908.6064 | 0 | 51.9626 | 1 | 0 | 0 | 0 | 4422.0156 | 1 | 0 | 1191.2261 | 70.8829 | 2278.9434 | 135.6065 | 1500 | 89.2562 | 192.5009 | UWFE | 0
1 | 1975 | 1975-07-31 | 13871.7422 | 1 | 52.1751 | 1 | 1871.7422 | 115.0889 | 1 | 3940.1907 | 1 | 0 | 1259.2373 | 77.4275 | 2566.0256 | 157.7788 | 1500 | 92.2314 | 209.8345 | IBU | 0
1 | 1975 | 1975-08-31 | [19 empty] | 90235.9766 | 5548.3939 | 0 | 0 | 0 | 0
1 | 1975 | 1975-09-30 | [7 empty] | 3139.9026 | 1 | [10 empty] | 84908.5557 | 5052.4099 | 0 | 0 | 0 | 0
1 | 1975 | 1975-10-31 | [19 empty] | 93899.6826 | 5773.6664 | 935.7257 | 57.5355 | 935.7257 | 57.5355
1 | 1975 | 1975-11-30 | [19 empty] | 90029.6309 | 5357.1351 | 1105.7954 | 65.7994 | 1105.7954 | 32.8997
1 | 1975 | 1975-12-31 | [19 empty] | 0 | 0 | 0 | 0 | 0 | 0
4 | 1976 | 1976-04-30 | 3250 | 0 | 51.5879 | 1 | 0 | 0 | 0 | 3878.49 | 1 | 1 | 162.4164 | 9.6644 | 525.2208 | 31.2528 | 1238.2817 | 73.6829 | 94.1415 | UWFE | 0
4 | 1976 | 1976-05-31 | 10081.5947 | 1 | 51.4431 | 1 | 4081.5947 | 250.9675 | 1 | 3615.46 | 1 | 1 | 197.6355 | 12.1521 | 2397.4563 | 147.4138 | 1500 | 92.2314 | 172.0144 | IBU | 172.0144
4 | 1976 | 1976-06-30 | 9693.1299 | 0 | 52.9647 | 1 | 0 | 0 | 0 | 3290.3748 | 1 | 1 | 220.8133 | 13.1393 | 2496.3179 | 148.5412 | 1500 | 89.2562 | 170.0965 | IBU | 0
4 | 1976 | 1976-07-31 | 13307.6348 | 1 | 54.0764 | 0 | 0 | 0 | 0 | 2839.3403 | 1 | 1 | 243.2985 | 14.9598 | 2326.6448 | 143.0598 | 1500 | 92.2314 | 171.2412 | IBU | 0
4 | 1976 | 1976-08-31 | [19 empty] | 93360.2148 | 5740.4959 | 1948.8915 | 119.8327 | 1948.8915 | 119.8327
4 | 1976 | 1976-09-30 | [7 empty] | 2776.3486 | 1 | [10 empty] | 95118.0684 | 5659.9181 | 1649.7568 | 98.1673 | 1649.7568 | 98.1673
4 | 1976 | 1976-10-31 | [19 empty] | 92269.147 | 5673.4087 | 1735.9191 | 106.7375 | 1735.9191 | 106.7375
4 | 1976 | 1976-11-30 | [19 empty] | 92605.2544 | 5510.3953 | 1444.7786 | 85.9703 | 1444.7786 | 42.9851
4 | 1976 | 1976-12-31 | [19 empty] | 0 | 0 | 2446.426 | 150.4249 | 0 | 0
5 | 1977 | 1977-04-30 | 7071.751 | 1 | 50.7919 | 1 | 1071.751 | 63.7736 | 1 | 1944.6559 | 1 | 1 | 201.6096 | 11.9966 | 581.8025 | 34.6197 | 1500 | 89.2562 | 112.5643 | IBU | 63.7736
5 | 1977 | 1977-05-31 | 5902.6396 | 0 | 52.3272 | 1 | 0 | 0 | 0 | 1775.2607 | 1 | 1 | 129.1551 | 7.9414 | 1768.8984 | 108.7653 | 1500 | 92.2314 | 150.5848 | IBU | 0
5 | 1977 | 1977-06-30 | 12227.6289 | 1 | 54.2871 | 1 | 2227.6289 | 132.5531 | 1 | 1227.3998 | 1 | 1 | 215.2688 | 12.8094 | 2477.7227 | 147.4347 | 1500 | 89.2562 | 169.3783 | IBU | 132.5531
5 | 1977 | 1977-07-31 | 12847.9814 | 1 | 56.799 | 0 | 0 | 0 | 0 | 674.0114 | 1 | 1 | 236.5211 | 14.5431 | 2273.3716 | 139.7842 | 1500 | 92.2314 | 169.395 | IBU | 0
5 | 1977 | 1977-08-31 | [19 empty] | 90811.3945 | 5583.775 | 3103.3232 | 190.8159 | 3103.3232 | 190.8159
5 | 1977 | 1977-09-30 | [7 empty] | 550 | 1 | [10 empty] | 96010.7861 | 5713.0385 | 2002.1653 | 119.1371 | 2002.1653 | 119.1371
5 | 1977 | 1977-10-31 | [19 empty] | 93437.8208 | 5745.2677 | 1799.3027 | 110.6348 | 1799.3027 | 110.6348
5 | 1977 | 1977-11-30 | [19 empty] | 96634.6804 | 5750.1628 | 1647.7871 | 98.0501 | 1647.7871 | 49.0251
5 | 1977 | 1977-12-31 | [19 empty] | 0 | 0 | 1898.1753 | 116.7142 | 0 | 0
2 | 1978 | 1978-04-30 | 5366.9473 | 0 | 47.1742 | 1 | 0 | 0 | 0 | 4552 | 1 | 0 | 14.3499 | 0.85388 | 353.4463 | 21.0315 | 1500 | 89.2562 | 100.1989 | UWFE | 0
2 | 1978 | 1978-05-31 | 8295.8477 | 1 | 48.7541 | 1 | 2295.8477 | 141.1662 | 1 | 4552 | 1 | 0 | 802.3403 | 49.334 | 2254.8779 | 138.647 | 1500 | 92.2314 | 186.2219 | UWFE | 0
2 | 1978 | 1978-06-30 | 9561.7168 | 0 | 49.9637 | 1 | 0 | 0 | 0 | 4231.4814 | 1 | 0 | 1242.4238 | 73.9294 | 2349.4448 | 139.8017 | 1500 | 89.2562 | 196.1217 | UWFE | 0
2 | 1978 | 1978-07-31 | 13248.9893 | 1 | 50.878 | 1 | 1248.9893 | 76.7974 | 1 | 3678.9851 | 1 | 0 | 1355.9877 | 83.3764 | 2562.8928 | 157.5861 | 1500 | 92.2314 | 212.7127 | IBU | 0
2 | 1978 | 1978-08-31 | [19 empty] | 90311.0869 | 5553.0123 | 138.0856 | 8.4905 | 138.0856 | 8.4905
2 | 1978 | 1978-09-30 | [7 empty] | 3233.9426 | 1 | [10 empty] | 93316.7197 | 5552.7304 | 124.3065 | 7.3968 | 124.3065 | 7.3968
2 | 1978 | 1978-10-31 | [19 empty] | 94237.5181 | 5794.4391 | 308.3386 | 18.959 | 308.3386 | 18.959
2 | 1978 | 1978-11-30 | [19 empty] | 90817.3848 | 5404.0097 | 283.4688 | 16.8676 | 283.4688 | 8.4338
2 | 1978 | 1978-12-31 | [19 empty] | 0 | 0 | 569.0425 | 34.9891 | 0 | 0
4 | 1979 | 1979-04-30 | 3250 | 0 | 51.2702 | 1 | 0 | 0 | 0 | 4053.4419 | 1 | 1 | 214.2449 | 12.7485 | 439.3336 | 26.1422 | 1500 | 89.2562 | 108.7015 | UWFE | 0
4 | 1979 | 1979-05-31 | 4739.0381 | 0 | 53.2229 | 1 | 0 | 0 | 0 | 4220.813 | 1 | 1 | 321.9245 | 19.7944 | 2260.5874 | 138.9981 | 1374.9395 | 84.5417 | 163.938 | UWFE | 0
4 | 1979 | 1979-06-30 | 10586.1377 | 1 | 51.5449 | 1 | 586.1377 | 34.8776 | 1 | 3800.5693 | 1 | 1 | 618.1641 | 36.7833 | 2677.3357 | 159.3125 | 1500 | 89.2562 | 187.3041 | IBU | 34.8776
4 | 1979 | 1979-07-31 | 10198.0205 | 0 | 52.8379 | 1 | 0 | 0 | 0 | 3407.8647 | 1 | 1 | 673.1793 | 41.3922 | 2632.5889 | 161.8716 | 1500 | 92.2314 | 193.8633 | IBU | 0
4 | 1979 | 1979-08-31 | [19 empty] | 91695.8379 | 5638.1573 | 53.1248 | 3.2665 | 53.1248 | 3.2665
4 | 1979 | 1979-09-30 | [7 empty] | 3119.8076 | 1 | [10 empty] | 95203.8975 | 5665.0253 | 0 | 0 | 0 | 0
4 | 1979 | 1979-10-31 | [19 empty] | 95850.0474 | 5893.5897 | 801.0798 | 49.2565 | 801.0798 | 49.2565
4 | 1979 | 1979-11-30 | [19 empty] | 94181.7671 | 5604.2043 | 1226.4319 | 72.9778 | 1226.4319 | 36.4889
4 | 1979 | 1979-12-31 | [19 empty] | 0 | 0 | 0 | 0 | 0 | 0
2 | 1980 | 1980-04-30 | 3250 | 0 | 50.9493 | 1 | 0 | 0 | 0 | 4390.5459 | 1 | 0 | 343.8535 | 20.4607 | 435.8177 | 25.933 | 1500 | 89.2562 | 112.453 | UWFE | 0
2 | 1980 | 1980-05-31 | 6651.8936 | 1 | 50.0888 | 1 | 651.8936 | 40.0834 | 1 | 4360.0034 | 1 | 0 | 671.3967 | 41.2826 | 2141.3401 | 131.6659 | 1500 | 92.2314 | 178.7056 | UWFE | 0
2 | 1980 | 1980-06-30 | 9056.002 | 0 | 51.1239 | 1 | 0 | 0 | 0 | 4114.1909 | 1 | 0 | 914.7728 | 54.4328 | 2280.5554 | 135.7025 | 1500 | 89.2562 | 184.3238 | UWFE | 0
2 | 1980 | 1980-07-31 | 11086.1113 | 0 | 51.426 | 1 | 0 | 0 | 0 | 3708.1541 | 1 | 0 | 1062.2654 | 65.3162 | 2538.1265 | 156.0633 | 1500 | 92.2314 | 202.9211 | IBU | 0
2 | 1980 | 1980-08-31 | [19 empty] | 90859.5693 | 5586.7372 | 0 | 0 | 0 | 0
2 | 1980 | 1980-09-30 | [7 empty] | 3161.3862 | 1 | [10 empty] | 91065.9287 | 5418.7991 | 103.587 | 6.1639 | 103.587 | 6.1639
2 | 1980 | 1980-10-31 | [19 empty] | 93740.7666 | 5763.8951 | 295.8243 | 18.1895 | 295.8243 | 18.1895
2 | 1980 | 1980-11-30 | [19 empty] | 89348.2246 | 5316.5886 | 250.8931 | 14.9292 | 250.8931 | 7.4646
2 | 1980 | 1980-12-31 | [19 empty] | 0 | 0 | 0 | 0 | 0 | 0
4 | 1981 | 1981-04-30 | 3250 | 0 | 51.8358 | 1 | 0 | 0 | 0 | 4273.4536 | 1 | 1 | 216.9279 | 12.9081 | 405.1796 | 24.1099 | 1500 | 89.2562 | 107.7652 | UWFE | 0
4 | 1981 | 1981-05-31 | 7636.0425 | 1 | 50.9829 | 1 | 1636.0425 | 100.5963 | 1 | 4072.6497 | 1 | 1 | 512.2 | 31.4939 | 2162.0786 | 132.941 | 1500 | 92.2314 | 174.4489 | IBU | 100.5963
4 | 1981 | 1981-06-30 | 14118.2598 | 1 | 50.9393 | 1 | 4118.2598 | 245.0535 | 1 | 3447.1714 | 1 | 1 | 824.0275 | 49.033 | 2714.9617 | 161.5514 | 1500 | 89.2562 | 194.5484 | IBU | 194.5484
4 | 1981 | 1981-07-31 | 16000 | 1 | 52.2455 | 1 | 4000 | 245.9504 | 1 | 2809.8137 | 1 | 1 | 902.3347 | 55.4824 | 2538.0757 | 156.0602 | 1500 | 92.2314 | 198.0027 | IBU | 198.0027
4 | 1981 | 1981-08-31 | [19 empty] | 91031.4131 | 5597.3034 | 3055.6211 | 187.8828 | 3055.6211 | 187.8828
4 | 1981 | 1981-09-30 | [7 empty] | 2475.9668 | 1 | [10 empty] | 94645.4053 | 5631.7927 | 917.5333 | 54.597 | 917.5333 | 54.597
4 | 1981 | 1981-10-31 | [19 empty] | 96679.0896 | 5944.5655 | 1399.4996 | 86.0519 | 1399.4996 | 86.0519
4 | 1981 | 1981-11-30 | [19 empty] | 91684.0762 | 5455.5814 | 0 | 0 | 0 | 0
4 | 1981 | 1981-12-31 | [19 empty] | 0 | 0 | 0 | 0 | 0 | 0
1 | 1982 | 1982-04-30 | 24913.6875 | 1 | 46.6572 | 1 | 18913.6875 | 1125.4426 | 1 | 4094 | 1 | 0 | 47.4325 | 2.8224 | 305.7311 | 18.1923 | 1500 | 89.2562 | 99.7635 | UWFE | 0
1 | 1982 | 1982-05-31 | 3472.7239 | 0 | 53.5708 | 1 | 0 | 0 | 0 | 4481.1909 | 1 | 0 | 674.9889 | 41.5034 | 2221.7024 | 136.6072 | 858.0898 | 52.7619 | 141.8172 | UWFE | 0
1 | 1982 | 1982-06-30 | 6372.1196 | 0 | 52.3769 | 1 | 0 | 0 | 0 | 4397.3564 | 1 | 0 | 1084.0577 | 64.5059 | 2094.6748 | 124.6418 | 1500 | 89.2562 | 183.8301 | UWFE | 0
1 | 1982 | 1982-07-31 | 10502.3789 | 0 | 52.6552 | 1 | 0 | 0 | 0 | 4071.5906 | 1 | 0 | 1375.245 | 84.5605 | 2616.6782 | 160.8933 | 1500 | 92.2314 | 214.9583 | IBU | 0
1 | 1982 | 1982-08-31 | [19 empty] | 90771.0557 | 5581.2947 | 0 | 0 | 0 | 0
1 | 1982 | 1982-09-30 | [7 empty] | 3400 | 1 | [10 empty] | 90620.8398 | 5392.3144 | 0 | 0 | 0 | 0
1 | 1982 | 1982-10-31 | [19 empty] | 92108.1201 | 5663.5076 | 0 | 0 | 0 | 0
1 | 1982 | 1982-11-30 | [19 empty] | 93024.1963 | 5535.3241 | 0 | 0 | 0 | 0
1 | 1982 | 1982-12-31 | [19 empty] | 0 | 0 | 0 | 0 | 0 | 0
1 | 1983 | 1983-04-30 | 21283.2871 | 1 | 47.2461 | 1 | 15283.2871 | 909.4187 | 1 | 4074 | 1 | 0 | 21.9028 | 1.3033 | 283.1292 | 16.8474 | 1500 | 89.2562 | 98.3315 | UWFE | 0
1 | 1983 | 1983-05-31 | 9426.209 | 1 | 51.257 | 1 | 3426.209 | 210.6694 | 1 | 4552 | 1 | 0 | 574.8585 | 35.3467 | 2133.0383 | 131.1554 | 1500 | 92.2314 | 175.4824 | UWFE | 0
1 | 1983 | 1983-06-30 | 12851.6533 | 1 | 52.0776 | 1 | 2851.6533 | 169.6852 | 1 | 4500 | 1 | 0 | 1170.4651 | 69.6475 | 2257.9641 | 134.3582 | 1500 | 89.2562 | 191.2591 | UWFE | 0
1 | 1983 | 1983-07-31 | 13464.8525 | 1 | 52.8013 | 1 | 1464.8525 | 90.0703 | 1 | 4150 | 1 | 0 | 1382.7108 | 85.0196 | 2616.6782 | 160.8933 | 1500 | 92.2314 | 215.1878 | UWFE | 0
1 | 1983 | 1983-08-31 | [19 empty] | 86628.7666 | 5326.5952 | 0 | 0 | 0 | 0
1 | 1983 | 1983-09-30 | [7 empty] | 3400 | 1 | [10 empty] | 87804.1035 | 5224.707 | 0 | 0 | 0 | 0
1 | 1983 | 1983-10-31 | [19 empty] | 90957.4502 | 5592.7556 | 322.6831 | 19.841 | 322.6831 | 19.841
1 | 1983 | 1983-11-30 | [19 empty] | 86177.2344 | 5127.9015 | 0 | 0 | 0 | 0
1 | 1983 | 1983-12-31 | [19 empty] | 0 | 0 | 0 | 0 | 0 | 0
1 | 1984 | 1984-04-30 | 3741.8496 | 0 | 49.9453 | 1 | 0 | 0 | 0 | 4552 | 1 | 0 | 325.6031 | 19.3747 | 551.3386 | 32.8069 | 1500 | 89.2562 | 115.347 | UWFE | 0
1 | 1984 | 1984-05-31 | 7339.0913 | 1 | 50.4137 | 1 | 1339.0913 | 82.3375 | 1 | 4539.2036 | 1 | 0 | 787.2463 | 48.4059 | 2330.5806 | 143.3018 | 1500 | 92.2314 | 188.0853 | UWFE | 0
1 | 1984 | 1984-06-30 | 11324.585 | 1 | 50.5185 | 1 | 1324.585 | 78.8183 | 1 | 4156.2476 | 1 | 0 | 904.4803 | 53.8203 | 2326.5747 | 138.4408 | 1500 | 89.2562 | 185.3868 | IBU | 0
1 | 1984 | 1984-07-31 | 16000 | 1 | 51.3119 | 1 | 4000 | 245.9504 | 1 | 3457.7817 | 1 | 0 | 1002.6513 | 61.6506 | 2616.6782 | 160.8933 | 1500 | 92.2314 | 203.5034 | IBU | 0
1 | 1984 | 1984-08-31 | [19 empty] | 91391.3506 | 5619.4351 | 0 | 0 | 0 | 0
1 | 1984 | 1984-09-30 | [7 empty] | 2599.4578 | 1 | [10 empty] | 83999 | 4998.2876 | 489.4626 | 29.125 | 489.4626 | 29.125
1 | 1984 | 1984-10-31 | [19 empty] | 92538.0215 | 5689.9412 | 692.68 | 42.5912 | 692.68 | 42.5912
1 | 1984 | 1984-11-30 | [19 empty] | 96749 | 5756.9653 | 0 | 0 | 0 | 0
1 | 1984 | 1984-12-31 | [19 empty] | 0 | 0 | 0 | 0 | 0 | 0
3 | 1985 | 1985-04-30 | 3250 | 0 | 52.4613 | 1 | 0 | 0 | 0 | 3952.6741 | 1 | 1 | 325.0539 | 19.342 | 469.9717 | 27.9653 | 1164.9433 | 69.3189 | 92.9726 | UWFE | 0
3 | 1985 | 1985-05-31 | 8077.9692 | 1 | 50.8616 | 1 | 2077.9692 | 127.7693 | 1 | 3694.7708 | 1 | 1 | 497.9439 | 30.6174 | 2340.425 | 143.9071 | 1500 | 92.2314 | 179.4937 | IBU | 127.7693
3 | 1985 | 1985-06-30 | 12637.8848 | 1 | 51.7141 | 1 | 2637.8848 | 156.965 | 1 | 3196.5283 | 1 | 1 | 737.8312 | 43.904 | 2708.1184 | 161.1442 | 1500 | 89.2562 | 191.7803 | IBU | 156.965
3 | 1985 | 1985-07-31 | 15330.4727 | 1 | 53.3275 | 1 | 3330.4727 | 204.7828 | 1 | 2582.7463 | 1 | 1 | 805.3907 | 49.5215 | 2442.8723 | 150.2064 | 1500 | 92.2314 | 192.0954 | IBU | 192.0954
3 | 1985 | 1985-08-31 | [19 empty] | 88180.1074 | 5421.9835 | 2388.4832 | 146.8621 | 2388.4832 | 146.8621
3 | 1985 | 1985-09-30 | [7 empty] | 2217.7996 | 1 | [10 empty] | 94424.6074 | 5618.6543 | 202.4304 | 12.0454 | 202.4304 | 12.0454
3 | 1985 | 1985-10-31 | [19 empty] | 95205.248 | 5853.9425 | 1064.7911 | 65.4715 | 1064.7911 | 65.4715
3 | 1985 | 1985-11-30 | [19 empty] | 96373.3804 | 5734.6144 | 110.7291 | 6.5888 | 110.7291 | 3.2944
3 | 1985 | 1985-12-31 | [19 empty] | 0 | 0 | 364.4573 | 22.4096 | 0 | 0
1 | 1986 | 1986-04-30 | 3250 | 0 | 51.8915 | 1 | 0 | 0 | 0 | 4012.636 | 1 | 0 | 174.0912 | 10.3591 | 419.7452 | 24.9766 | 1500 | 89.2562 | 106.9241 | UWFE | 0
1 | 1986 | 1986-05-31 | 6404.0444 | 1 | 50.9227 | 1 | 404.0444 | 24.8437 | 1 | 4026.9753 | 1 | 0 | 294.5406 | 18.1106 | 2245.0334 | 138.0417 | 1500 | 92.2314 | 170.3076 | UWFE | 0
1 | 1986 | 1986-06-30 | 8645.5615 | 0 | 51.6377 | 1 | 0 | 0 | 0 | 3745.9563 | 1 | 0 | 616.0547 | 36.6578 | 2278.9434 | 135.6065 | 1500 | 89.2562 | 175.3884 | IBU | 0
1 | 1986 | 1986-07-31 | 12633.6152 | 1 | 51.9148 | 1 | 633.6152 | 38.9595 | 1 | 3301.9048 | 1 | 0 | 673.4473 | 41.4087 | 2521.4749 | 155.0394 | 1500 | 92.2314 | 190.4555 | IBU | 0
1 | 1986 | 1986-08-31 | [19 empty] | 90769.2432 | 5581.1832 | 387.9798 | 23.8559 | 387.9798 | 23.8559
1 | 1986 | 1986-09-30 | [7 empty] | 2914.5776 | 1 | [10 empty] | 92355.8418 | 5495.5542 | 343.3861 | 20.4329 | 343.3861 | 20.4329
1 | 1986 | 1986-10-31 | [19 empty] | 93664.2393 | 5759.1896 | 539.6719 | 33.1831 | 539.6719 | 33.1831
1 | 1986 | 1986-11-30 | [19 empty] | 89193.9258 | 5307.4072 | 3081.6455 | 183.3706 | 3081.6455 | 91.6853
1 | 1986 | 1986-12-31 | [19 empty] | 0 | 0 | 442.6956 | 27.2203 | 0 | 0
4 | 1987 | 1987-04-30 | 5294.4443 | 0 | 50.9148 | 1 | 0 | 0 | 0 | 3623.0359 | 1 | 1 | 182.1718 | 10.84 | 465.9536 | 27.7262 | 1500 | 89.2562 | 108.5393 | UWFE | 0
4 | 1987 | 1987-05-31 | 9427.3008 | 1 | 50.7383 | 1 | 3427.3008 | 210.7365 | 1 | 3278.9668 | 1 | 1 | 250.5046 | 15.4029 | 2345.6096 | 144.2259 | 1500 | 92.2314 | 172.0458 | IBU | 172.0458
4 | 1987 | 1987-06-30 | 12915.8086 | 1 | 52.0645 | 1 | 2915.8086 | 173.5027 | 1 | 2849.2141 | 1 | 1 | 294.7149 | 17.5368 | 2714.9617 | 161.5514 | 1500 | 89.2562 | 178.8003 | IBU | 173.5027
4 | 1987 | 1987-07-31 | 12279.7852 | 1 | 53.7051 | 0 | 0 | 0 | 0 | 2473.1882 | 1 | 1 | 320.8253 | 19.7268 | 2538.0757 | 156.0602 | 1500 | 92.2314 | 180.1249 | IBU | 0
4 | 1987 | 1987-08-31 | [19 empty] | 92401.083 | 5681.5211 | 2881.9165 | 177.2021 | 2881.9165 | 177.2021
4 | 1987 | 1987-09-30 | [7 empty] | 2192.6758 | 1 | [10 empty] | 94661.5464 | 5632.7532 | 1887.9551 | 112.3411 | 1887.9551 | 112.3411
4 | 1987 | 1987-10-31 | [19 empty] | 93485.2969 | 5748.1868 | 1710.2971 | 105.1621 | 1710.2971 | 105.1621
4 | 1987 | 1987-11-30 | [19 empty] | 95803.0923 | 5700.6799 | 1824.7839 | 108.5822 | 1824.7839 | 54.2911
4 | 1987 | 1987-12-31 | [19 empty] | 0 | 0 | 906.1927 | 55.7196 | 0 | 0
5 | 1988 | 1988-04-30 | 3250 | 0 | 51.3766 | 1 | 0 | 0 | 0 | 3432.6455 | 1 | 1 | 119.563 | 7.1145 | 472.9853 | 28.1446 | 764.9819 | 45.5196 | 63.1491 | UWFE | 0
5 | 1988 | 1988-05-31 | 6883.4614 | 1 | 51.0081 | 1 | 883.4614 | 54.3219 | 1 | 3330.7104 | 1 | 1 | 152.7916 | 9.3948 | 2086.3762 | 128.2863 | 1500 | 92.2314 | 161.0719 | IBU | 54.3219
5 | 1988 | 1988-06-30 | 10946.3818 | 1 | 51.773 | 1 | 946.3818 | 56.3136 | 1 | 2960.9358 | 1 | 1 | 203.7999 | 12.1269 | 2416.343 | 143.7824 | 1500 | 89.2562 | 167.2109 | IBU | 56.3136
5 | 1988 | 1988-07-31 | 11770.709 | 0 | 53.8941 | 0 | 0 | 0 | 0 | 2490.6526 | 1 | 1 | 242.1409 | 14.8887 | 2326.6448 | 143.0598 | 1500 | 92.2314 | 171.2056 | IBU | 0
5 | 1988 | 1988-08-31 | [19 empty] | 92407.833 | 5681.9362 | 2363.9363 | 145.3528 | 2363.9363 | 145.3528
5 | 1988 | 1988-09-30 | [7 empty] | 2110.751 | 1 | [10 empty] | 94115.9512 | 5600.288 | 1955.6698 | 116.3704 | 1955.6698 | 116.3704
5 | 1988 | 1988-10-31 | [19 empty] | 94431.3872 | 5806.3597 | 1615.8914 | 99.3573 | 1615.8914 | 99.3573
5 | 1988 | 1988-11-30 | [19 empty] | 96749 | 5756.9653 | 1854.9026 | 110.3744 | 1854.9026 | 55.1872
5 | 1988 | 1988-12-31 | [19 empty] | 0 | 0 | 1030.4749 | 63.3614 | 0 | 0
4 | 1989 | 1989-04-30 | 3250 | 0 | 52.7766 | 1 | 0 | 0 | 0 | 4257.5254 | 1 | 1 | 278.5623 | 16.5756 | 448.3743 | 26.6801 | 1500 | 89.2562 | 110.8841 | UWFE | 0
4 | 1989 | 1989-05-31 | 10011.1777 | 1 | 50.9184 | 1 | 4011.1777 | 246.6377 | 1 | 3934.4817 | 1 | 1 | 317.6539 | 19.5318 | 2368.9407 | 145.6605 | 1500 | 92.2314 | 174.8275 | IBU | 174.8275
4 | 1989 | 1989-06-30 | 11206.9258 | 1 | 51.8006 | 1 | 1206.9258 | 71.8171 | 1 | 3457.8765 | 1 | 1 | 517.0754 | 30.7681 | 2621.4338 | 155.9861 | 1500 | 89.2562 | 182.6333 | IBU | 71.8171
4 | 1989 | 1989-07-31 | 12592.1465 | 1 | 53.2197 | 1 | 592.1465 | 36.4097 | 1 | 2918.8396 | 1 | 1 | 602.9781 | 37.0757 | 2442.8723 | 150.2064 | 1500 | 92.2314 | 185.8724 | IBU | 36.4097
4 | 1989 | 1989-08-31 | [19 empty] | 91856.2432 | 5648.0202 | 2140.8633 | 131.6366 | 2140.8633 | 131.6366
4 | 1989 | 1989-09-30 | [7 empty] | 2659.4971 | 1 | [10 empty] | 96571.3196 | 5746.3926 | 447.0371 | 26.6006 | 447.0371 | 26.6006
4 | 1989 | 1989-10-31 | [19 empty] | 95860.293 | 5894.2197 | 977.8716 | 60.127 | 977.8716 | 60.127
4 | 1989 | 1989-11-30 | [19 empty] | 94450.8906 | 5620.2183 | 1557.0393 | 92.6503 | 1557.0393 | 46.3251
4 | 1989 | 1989-12-31 | [19 empty] | 0 | 0 | 2009.13 | 123.5366 | 0 | 0
5 | 1990 | 1990-04-30 | 3250 | 0 | 52.8373 | 1 | 0 | 0 | 0 | 3255.9824 | 1 | 1 | 164.3075 | 9.777 | 546.316 | 32.5081 | 0 | 0 | 21.1425 | UWFE | 0
5 | 1990 | 1990-05-31 | 5630.4985 | 0 | 52.4599 | 1 | 0 | 0 | 0 | 3362.0688 | 1 | 1 | 102.2972 | 6.29 | 1666.9429 | 102.4963 | 1500 | 92.2314 | 146.6246 | UWFE | 0
5 | 1990 | 1990-06-30 | 8063.2637 | 0 | 53.1812 | 1 | 0 | 0 | 0 | 3180.5684 | 1 | 1 | 206.6524 | 12.2967 | 2506.8408 | 149.1674 | 1500 | 89.2562 | 169.9882 | IBU | 0
5 | 1990 | 1990-07-31 | 12447.2793 | 1 | 53.9441 | 0 | 0 | 0 | 0 | 2634.7742 | 1 | 1 | 227.4379 | 13.9846 | 2326.6448 | 143.0598 | 1500 | 92.2314 | 170.7536 | IBU | 0
5 | 1990 | 1990-08-31 | [19 empty] | 91987.8555 | 5656.1128 | 3233.8103 | 198.8392 | 3233.8103 | 198.8392
5 | 1990 | 1990-09-30 | [7 empty] | 2239.5178 | 1 | [10 empty] | 94345.3169 | 5613.9362 | 1878.5137 | 111.7793 | 1878.5137 | 111.7793
5 | 1990 | 1990-10-31 | [19 empty] | 94935.1699 | 5837.3361 | 1555.899 | 95.6685 | 1555.899 | 95.6685
5 | 1990 | 1990-11-30 | [19 empty] | 95913.3875 | 5707.2429 | 1488.0623 | 88.5459 | 1488.0623 | 44.2729
5 | 1990 | 1990-12-31 | [19 empty] | 0 | 0 | 3086.0771 | 189.7555 | 0 | 0
5 | 1991 | 1991-04-30 | 3250 | 0 | 52.1748 | 1 | 0 | 0 | 0 | 2608.7437 | 1 | 1 | 99.7862 | 5.9377 | 390.4396 | 23.2328 | 1454.1972 | 86.5307 | 101.116 | UWFE | 0
5 | 1991 | 1991-05-31 | 6746.2656 | 1 | 52.182 | 1 | 746.2656 | 45.8861 | 1 | 2510.0542 | 1 | 1 | 265.2039 | 16.3068 | 2166.2708 | 133.1988 | 1500 | 92.2314 | 166.9842 | UWFE | 0
5 | 1991 | 1991-06-30 | 7646.2861 | 0 | 53.8923 | 1 | 0 | 0 | 0 | 2234.7048 | 1 | 1 | 362.696 | 21.5819 | 2380.9109 | 141.674 | 1289.9731 | 76.7587 | 158.3867 | IBU | 0
5 | 1991 | 1991-07-31 | 8667.6562 | 0 | 56.067 | 0 | 0 | 0 | 0 | 1917.2408 | 1 | 1 | 424.0917 | 26.0764 | 2281.4834 | 140.2829 | 1500 | 92.2314 | 175.4111 | IBU | 0
5 | 1991 | 1991-08-31 | [19 empty] | 93270.8496 | 5735.001 | 3158.2446 | 194.1929 | 3158.2446 | 194.1929
5 | 1991 | 1991-09-30 | [7 empty] | 1656.5145 | 1 | [10 empty] | 95645.73 | 5691.3162 | 2165.957 | 128.8834 | 2165.957 | 128.8834
5 | 1991 | 1991-10-31 | [19 empty] | 94862.1748 | 5832.8478 | 1365.7272 | 83.9753 | 1365.7272 | 83.9753
5 | 1991 | 1991-11-30 | [19 empty] | 94541.9985 | 5625.6396 | 1633.0859 | 97.1754 | 1633.0859 | 48.5877
5 | 1991 | 1991-12-31 | [19 empty] | 0 | 0 | 3048.8569 | 187.4669 | 0 | 0
5 | 1992 | 1992-04-30 | 3250 | 0 | 52.493 | 1 | 0 | 0 | 0 | 2746.1487 | 1 | 1 | 32.6924 | 1.9453 | 421.252 | 25.0662 | 1500 | 89.2562 | 102.762 | UWFE | 0
5 | 1992 | 1992-05-31 | 8644.7744 | 1 | 52.1234 | 1 | 2644.7744 | 162.6208 | 1 | 2460.4895 | 1 | 1 | 10.8133 | 0.66489 | 2317.094 | 142.4726 | 1500 | 92.2314 | 163.8001 | IBU | 162.6208
5 | 1992 | 1992-06-30 | 10366.1689 | 1 | 53.589 | 1 | 366.1689 | 21.7886 | 1 | 2027.7532 | 1 | 1 | 98.2616 | 5.847 | 2327.95 | 138.5226 | 1500 | 89.2562 | 161.441 | IBU | 21.7886
5 | 1992 | 1992-07-31 | 9934.8115 | 0 | 55.7412 | 0 | 0 | 0 | 0 | 1648.2286 | 1 | 1 | 123.6506 | 7.603 | 2316.5049 | 142.4363 | 1500 | 92.2314 | 167.2511 | IBU | 0
5 | 1992 | 1992-08-31 | [19 empty] | 92619.1118 | 5694.9272 | 2159.7166 | 132.7958 | 2159.7166 | 132.7958
5 | 1992 | 1992-09-30 | [7 empty] | 1352.7612 | 1 | [10 empty] | 95768.3413 | 5698.612 | 1930.2186 | 114.856 | 1930.2186 | 114.856
5 | 1992 | 1992-10-31 | [19 empty] | 94532.1675 | 5812.5564 | 1311.413 | 80.6356 | 1311.413 | 80.6356
5 | 1992 | 1992-11-30 | [19 empty] | 95167.8184 | 5662.8784 | 1543.502 | 91.8447 | 1543.502 | 45.9224
5 | 1992 | 1992-12-31 | [19 empty] | 0 | 0 | 1778.0541 | 109.3283 | 0 | 0
2 | 1993 | 1993-04-30 | 4509.7061 | 0 | 48.9067 | 1 | 0 | 0 | 0 | 4552 | 1 | 0 | 455.0761 | 27.0789 | 445.3607 | 26.5008 | 1500 | 89.2562 | 116.0461 | UWFE | 0
2 | 1993 | 1993-05-31 | 9188.9971 | 1 | 49.4169 | 1 | 3188.9971 | 196.0838 | 1 | 4552 | 1 | 0 | 533.4691 | 32.8017 | 1840.1045 | 113.1436 | 1500 | 92.2314 | 165.2041 | UWFE | 0
2 | 1993 | 1993-06-30 | 8366.6104 | 0 | 51.3336 | 1 | 0 | 0 | 0 | 4500 | 1 | 0 | 1014.9424 | 60.3933 | 2171.2505 | 129.1984 | 1500 | 89.2562 | 184.052 | UWFE | 0
2 | 1993 | 1993-07-31 | 14804.3574 | 1 | 51.5176 | 1 | 2804.3574 | 172.4332 | 1 | 3787.8994 | 1 | 0 | 1376.938 | 84.6646 | 2562.8928 | 157.5861 | 1500 | 92.2314 | 213.3568 | IBU | 0
2 | 1993 | 1993-08-31 | [19 empty] | 90622.6367 | 5572.1687 | 168.4309 | 10.3564 | 168.4309 | 10.3564
2 | 1993 | 1993-09-30 | [7 empty] | 3136.0269 | 1 | [10 empty] | 89617.8047 | 5332.6297 | 0 | 0 | 0 | 0
2 | 1993 | 1993-10-31 | [19 empty] | 94269.5176 | 5796.4067 | 766.8776 | 47.1535 | 766.8776 | 47.1535
2 | 1993 | 1993-11-30 | [19 empty] | 89853.9893 | 5346.6837 | 1359.8875 | 80.9189 | 1359.8875 | 40.4595
2 | 1993 | 1993-12-31 | [19 empty] | 0 | 0 | 188.4672 | 11.5884 | 0 | 0
5 | 1994 | 1994-04-30 | 3250 | 0 | 52.7826 | 1 | 0 | 0 | 0 | 3428.3069 | 1 | 1 | 498.4775 | 29.6615 | 517.5126 | 30.7941 | 84.6377 | 5.0363 | 35.2641 | UWFE | 0
5 | 1994 | 1994-05-31 | 5763.4956 | 0 | 52.982 | 1 | 0 | 0 | 0 | 3315.4983 | 1 | 1 | 494.2436 | 30.3899 | 1839.6367 | 113.1149 | 1248.3179 | 76.7561 | 148.5084 | UWFE | 0
5 | 1994 | 1994-06-30 | 10365.8281 | 1 | 52.7767 | 1 | 365.8281 | 21.7683 | 1 | 2912.751 | 1 | 1 | 825.048 | 49.0938 | 2477.7227 | 147.4347 | 1500 | 89.2562 | 187.5205 | IBU | 21.7683
5 | 1994 | 1994-07-31 | 14755.168 | 1 | 54.302 | 0 | 0 | 0 | 0 | 2260.9143 | 1 | 1 | 905.8442 | 55.6982 | 2281.4834 | 140.2829 | 1500 | 92.2314 | 190.222 | IBU | 0
5 | 1994 | 1994-08-31 | [19 empty] | 91434.9502 | 5622.1159 | 3456.2131 | 212.5143 | 3456.2131 | 212.5143
5 | 1994 | 1994-09-30 | [7 empty] | 1881.7787 | 1 | [10 empty] | 95592.1025 | 5688.1251 | 676.5198 | 40.2557 | 676.5198 | 40.2557
5 | 1994 | 1994-10-31 | [19 empty] | 95461.5039 | 5869.6991 | 1343.8326 | 82.629 | 1343.8326 | 82.629
5 | 1994 | 1994-11-30 | [19 empty] | 96749 | 5756.9653 | 1050.6527 | 62.5182 | 1050.6527 | 31.2591
5 | 1994 | 1994-12-31 | [19 empty] | 0 | 0 | 2007.3435 | 123.4267 | 0 | 0
1 | 1995 | 1995-04-30 | 7633.5703 | 1 | 49.0969 | 1 | 1633.5703 | 97.2042 | 1 | 4216.7998 | 1 | 0 | 350.993 | 20.8855 | 420.7498 | 25.0364 | 1500 | 89.2562 | 112.2171 | UWFE | 0
1 | 1995 | 1995-05-31 | 10509.7539 | 1 | 50.2522 | 1 | 4509.7539 | 277.294 | 1 | 4552 | 1 | 0 | 475.4329 | 29.2332 | 1824.5505 | 112.1872 | 1500 | 92.2314 | 162.9416 | UWFE | 0
1 | 1995 | 1995-06-30 | 8446.6553 | 0 | 52.6933 | 1 | 0 | 0 | 0 | 4500 | 1 | 0 | 1088.7784 | 64.7868 | 2195.2346 | 130.6255 | 1500 | 89.2562 | 186.9624 | UWFE | 0
1 | 1995 | 1995-07-31 | 9700.04 | 0 | 53.9958 | 0 | 0 | 0 | 0 | 4150 | 1 | 0 | 1360.5388 | 83.6563 | 2616.6782 | 160.8933 | 1500 | 92.2314 | 214.5062 | UWFE | 0
1 | 1995 | 1995-08-31 | [19 empty] | 87744.4053 | 5395.1932 | 0 | 0 | 0 | 0
1 | 1995 | 1995-09-30 | [7 empty] | 3358.3606 | 1 | [10 empty] | 88333.3604 | 5256.2 | 0 | 0 | 0 | 0
1 | 1995 | 1995-10-31 | [19 empty] | 92444.8486 | 5684.2122 | 122.3081 | 7.5204 | 122.3081 | 7.5204
1 | 1995 | 1995-11-30 | [19 empty] | 88843.8232 | 5286.5746 | 1767.1361 | 105.1519 | 1767.1361 | 52.576
1 | 1995 | 1995-12-31 | [19 empty] | 0 | 0 | 0 | 0 | 0 | 0
1 | 1996 | 1996-04-30 | 3250 | 0 | 52.7298 | 1 | 0 | 0 | 0 | 4477.1421 | 1 | 0 | 334.4975 | 19.904 | 392.1207 | 23.3328 | 1500 | 89.2562 | 110.8746 | UWFE | 0
1 | 1996 | 1996-05-31 | 10559.1572 | 1 | 51.3896 | 1 | 4559.1572 | 280.3317 | 1 | 4552 | 1 | 0 | 391.3481 | 24.0631 | 1692.3414 | 104.058 | 1500 | 92.2314 | 156.2919 | UWFE | 0
1 | 1996 | 1996-06-30 | 7585.7358 | 0 | 53.9003 | 1 | 0 | 0 | 0 | 4421.0039 | 1 | 0 | 1206.4504 | 71.7888 | 2328.5349 | 138.5574 | 1500 | 89.2562 | 194.4293 | UWFE | 0
1 | 1996 | 1996-07-31 | 15098.1074 | 1 | 53.1027 | 1 | 3098.1074 | 190.4952 | 1 | 3708.6375 | 1 | 0 | 1377.7275 | 84.7132 | 2521.4749 | 155.0394 | 1500 | 92.2314 | 212.1077 | IBU | 0
1 | 1996 | 1996-08-31 | [19 empty] | 90642.0195 | 5573.3605 | 0 | 0 | 0 | 0
1 | 1996 | 1996-09-30 | [7 empty] | 3012.9866 | 1 | [10 empty] | 87735.2871 | 5220.6121 | 0 | 0 | 0 | 0
1 | 1996 | 1996-10-31 | [19 empty] | 90257.6123 | 5549.7243 | 729.4923 | 44.8547 | 729.4923 | 44.8547
1 | 1996 | 1996-11-30 | [19 empty] | 89483.75 | 5324.6529 | 1822.4231 | 108.4417 | 1822.4231 | 54.2209
1 | 1996 | 1996-12-31 | [19 empty] | 0 | 0 | 0 | 0 | 0 | 0
1 | 1997 | 1997-04-30 | 3250 | 0 | 50.8003 | 1 | 0 | 0 | 0 | 4284.2432 | 1 | 0 | 312.3136 | 18.584 | 564.3975 | 33.584 | 1500 | 89.2562 | 115.3402 | UWFE | 0
1 | 1997 | 1997-05-31 | 8600.0205 | 1 | 50.1142 | 1 | 2600.0205 | 159.869 | 1 | 4051.2034 | 1 | 0 | 869.6248 | 53.4711 | 2219.1101 | 136.4478 | 1500 | 92.2314 | 187.1909 | UWFE | 0
1 | 1997 | 1997-06-30 | 8785.292 | 0 | 50.8682 | 1 | 0 | 0 | 0 | 3776.1697 | 1 | 0 | 771.6758 | 45.9179 | 2299.1306 | 136.8078 | 1500 | 89.2562 | 180.619 | IBU | 0
1 | 1997 | 1997-07-31 | 15565.1084 | 1 | 51.0289 | 1 | 3565.1084 | 219.21 | 1 | 3132.1919 | 1 | 0 | 889.0089 | 54.663 | 2607.4685 | 160.327 | 1500 | 92.2314 | 199.7264 | IBU | 0
1 | 1997 | 1997-08-31 | [19 empty] | 91754.5811 | 5641.7693 | 0 | 0 | 0 | 0
1 | 1997 | 1997-09-30 | [7 empty] | 2308.707 | 1 | [10 empty] | 84248.9375 | 5013.1599 | 0 | 0 | 0 | 0
1 | 1997 | 1997-10-31 | [19 empty] | 89158.6006 | 5482.1487 | 1005.2963 | 61.8133 | 1005.2963 | 61.8133
1 | 1997 | 1997-11-30 | [19 empty] | 89428.9971 | 5321.3949 | 1155.1072 | 68.7337 | 1155.1072 | 34.3668
1 | 1997 | 1997-12-31 | [19 empty] | 0 | 0 | 0 | 0 | 0 | 0
1 | 1998 | 1998-04-30 | 3250 | 0 | 51.3116 | 1 | 0 | 0 | 0 | 4367.8267 | 1 | 0 | 36.427 | 2.1676 | 359.4735 | 21.3902 | 1500 | 89.2562 | 101.0351 | UWFE | 0
1 | 1998 | 1998-05-31 | 14100.6455 | 1 | 48.4348 | 1 | 8100.6455 | 498.0893 | 1 | 4552 | 1 | 0 | 95.1975 | 5.8535 | 1202.3903 | 73.9321 | 1500 | 92.2314 | 132.1242 | UWFE | 0
1 | 1998 | 1998-06-30 | 16775.6562 | 1 | 50.811 | 1 | 6775.6562 | 403.1795 | 1 | 4500 | 1 | 0 | 1109.7554 | 66.035 | 2242.2817 | 133.425 | 1500 | 89.2562 | 188.9862 | UWFE | 0
1 | 1998 | 1998-07-31 | 14362.4873 | 1 | 53.3619 | 1 | 2362.4873 | 145.2637 | 1 | 4150 | 1 | 0 | 1396.9746 | 85.8966 | 2616.6782 | 160.8933 | 1500 | 92.2314 | 215.6264 | UWFE | 0
1 | 1998 | 1998-08-31 | [19 empty] | 86468.9062 | 5316.7658 | 0 | 0 | 0 | 0
1 | 1998 | 1998-09-30 | [7 empty] | 3400 | 1 | [10 empty] | 88005.7227 | 5236.7042 | 0 | 0 | 0 | 0
1 | 1998 | 1998-10-31 | [19 empty] | 90740.1367 | 5579.3935 | 53.2493 | 3.2742 | 53.2493 | 3.2742
1 | 1998 | 1998-11-30 | [19 empty] | 88483.4297 | 5265.1297 | 0 | 0 | 0 | 0
1 | 1998 | 1998-12-31 | [19 empty] | 0 | 0 | 0 | 0 | 0 | 0
1 | 1999 | 1999-04-30 | 3438.0725 | 0 | 51.1898 | 1 | 0 | 0 | 0 | 4552.1001 | 1 | 0 | 141.0689 | 8.3942 | 412.2113 | 24.5283 | 1500 | 89.2562 | 105.7174 | UWFE | 0
1 | 1999 | 1999-05-31 | 8437.208 | 1 | 50.6934 | 1 | 2437.208 | 149.8581 | 1 | 4552 | 1 | 0 | 838.4514 | 51.5544 | 2288.5784 | 140.7192 | 1500 | 92.2314 | 188.3682 | UWFE | 0
1 | 1999 | 1999-06-30 | 8144.7666 | 0 | 51.8515 | 1 | 0 | 0 | 0 | 4382.9727 | 1 | 0 | 1060.0844 | 63.0794 | 2226.5994 | 132.4919 | 1500 | 89.2562 | 187.0418 | UWFE | 0
1 | 1999 | 1999-07-31 | 16000 | 1 | 51.2936 | 1 | 4000 | 245.9504 | 1 | 3724.7222 | 1 | 0 | 1277.9015 | 78.5751 | 2616.6782 | 160.8933 | 1500 | 92.2314 | 211.9656 | IBU | 0
1 | 1999 | 1999-08-31 | [19 empty] | 90285.5068 | 5551.4394 | 0 | 0 | 0 | 0
1 | 1999 | 1999-09-30 | [7 empty] | 2879.5078 | 1 | [10 empty] | 85063.751 | 5061.6447 | 0 | 0 | 0 | 0
1 | 1999 | 1999-10-31 | [19 empty] | 88700.0186 | 5453.9516 | 1020.4208 | 62.7432 | 1020.4208 | 62.7432
1 | 1999 | 1999-11-30 | [19 empty] | 86044.9727 | 5120.0314 | 1214.3295 | 72.2576 | 1214.3295 | 36.1288
1 | 1999 | 1999-12-31 | [19 empty] | 0 | 0 | 0 | 0 | 0 | 0
2 | 2000 | 2000-04-30 | 3250 | 0 | 53.5498 | 1 | 0 | 0 | 0 | 4550.5093 | 1 | 0 | 37.465 | 2.2293 | 403.1705 | 23.9903 | 1500 | 89.2562 | 102.366 | UWFE | 0
2 | 2000 | 2000-05-31 | 7298.4775 | 1 | 51.9819 | 1 | 1298.4775 | 79.8403 | 1 | 4552 | 1 | 0 | 651.5164 | 40.0602 | 1855.6586 | 114.1 | 1500 | 92.2314 | 169.3115 | UWFE | 0
2 | 2000 | 2000-06-30 | 12915.8477 | 1 | 51.9336 | 1 | 2915.8477 | 173.505 | 1 | 4064.6836 | 1 | 0 | 1133.9868 | 67.4769 | 2300.9248 | 136.9145 | 1500 | 89.2562 | 191.4519 | IBU | 0
2 | 2000 | 2000-07-31 | 16243.5498 | 1 | 51.9685 | 1 | 4243.5498 | 260.9257 | 1 | 3391.2625 | 1 | 0 | 1372.8363 | 84.4124 | 2562.8928 | 157.5861 | 1500 | 92.2314 | 213.2307 | IBU | 0
2 | 2000 | 2000-08-31 | [19 empty] | 89268.6641 | 5488.9162 | 0 | 0 | 0 | 0
2 | 2000 | 2000-09-30 | [7 empty] | 2897.0579 | 1 | [10 empty] | 89757.7656 | 5340.958 | 0 | 0 | 0 | 0
2 | 2000 | 2000-10-31 | [19 empty] | 91791.709 | 5644.0522 | 877.7862 | 53.973 | 877.7862 | 53.973
2 | 2000 | 2000-11-30 | [19 empty] | 88170.917 | 5246.5339 | 1047.9904 | 62.3598 | 1047.9904 | 31.1799
2 | 2000 | 2000-12-31 | [19 empty] | 0 | 0 | 1045.7059 | 64.298 | 0 | 0
4 | 2001 | 2001-04-30 | 3250 | 0 | 51.856 | 1 | 0 | 0 | 0 | 3754.8384 | 1 | 1 | 153.8719 | 9.156 | 425.2702 | 25.3053 | 1418.6572 | 84.416 | 101.6466 | UWFE | 0
4 | 2001 | 2001-05-31 | 9349.0918 | 1 | 51.6698 | 1 | 3349.0918 | 205.9276 | 1 | 3513.1182 | 1 | 1 | 131.5108 | 8.0863 | 2330.0557 | 143.2695 | 1500 | 92.2314 | 167.9093 | IBU | 167.9093
4 | 2001 | 2001-06-30 | 13580.4258 | 1 | 52.1295 | 1 | 3580.4258 | 213.0501 | 1 | 3084.426 | 1 | 1 | 341.7346 | 20.3346 | 2635.1208 | 156.8006 | 1500 | 89.2562 | 177.8238 | IBU | 177.8238
4 | 2001 | 2001-07-31 | 11758.25 | 0 | 54.3565 | 0 | 0 | 0 | 0 | 2758.9373 | 1 | 1 | 395.1577 | 24.2973 | 2538.0757 | 156.0602 | 1500 | 92.2314 | 182.4101 | IBU | 0
4 | 2001 | 2001-08-31 | [19 empty] | 92242.5518 | 5671.7734 | 2668.2903 | 164.0668 | 2668.2903 | 164.0668
4 | 2001 | 2001-09-30 | [7 empty] | 2536.1399 | 1 | [10 empty] | 94657.2197 | 5632.4957 | 1212.2628 | 72.1346 | 1212.2628 | 72.1346
4 | 2001 | 2001-10-31 | [19 empty] | 91063.4443 | 5599.2729 | 1937.2272 | 119.1155 | 1937.2272 | 119.1155
4 | 2001 | 2001-11-30 | [19 empty] | 96749 | 5756.9653 | 1367.0464 | 81.3449 | 1367.0464 | 40.6725
4 | 2001 | 2001-12-31 | [19 empty] | 0 | 0 | 0 | 0 | 0 | 0
4 | 2002 | 2002-04-30 | 3790.3257 | 0 | 51.3936 | 1 | 0 | 0 | 0 | 4552.1001 | 1 | 1 | 592.5997 | 35.2621 | 570.9269 | 33.9725 | 1500 | 89.2562 | 123.8735 | UWFE | 0
4 | 2002 | 2002-05-31 | 8129.605 | 1 | 50.4231 | 1 | 2129.605 | 130.9443 | 1 | 4345.9795 | 1 | 1 | 512.009 | 31.4822 | 2032.462 | 124.9712 | 1500 | 92.2314 | 170.4581 | UWFE | 0
4 | 2002 | 2002-06-30 | 11090.0508 | 1 | 51.0783 | 1 | 1090.0508 | 64.8625 | 1 | 3872.0471 | 1 | 1 | 765.8829 | 45.5732 | 2710.3994 | 161.28 | 1500 | 89.2562 | 192.6828 | IBU | 64.8625
4 | 2002 | 2002-07-31 | 14797.6426 | 1 | 51.4997 | 1 | 2797.6426 | 172.0203 | 1 | 3213.6313 | 1 | 1 | 838.2012 | 51.539 | 2538.0757 | 156.0602 | 1500 | 92.2314 | 196.031 | IBU | 172.0203
4 | 2002 | 2002-08-31 | [19 empty] | 92011.7979 | 5657.5849 | 1265.3412 | 77.8028 | 1265.3412 | 77.8028
4 | 2002 | 2002-09-30 | [7 empty] | 2964.5288 | 1 | [10 empty] | 95016.0933 | 5653.8502 | 1150.0072 | 68.4302 | 1150.0072 | 68.4302
4 | 2002 | 2002-10-31 | [19 empty] | 92889.2217 | 5711.5356 | 1966.7502 | 120.9308 | 1966.7502 | 120.9308
4 | 2002 | 2002-11-30 | [19 empty] | 93899.333 | 5587.3983 | 797.5587 | 47.458 | 797.5587 | 23.729
4 | 2002 | 2002-12-31 | [19 empty] | 0 | 0 | 0 | 0 | 0 | 0
OFF
ON

## Calc-Upper2+UWFE
Controls | Keswick |  |  | Clear Creek Temp |  |  | Shasta Storage |  |  | WYT Control |  |  |  | Release Schedule |  |  | Delevan Release |  |  | Flow Below Red Bluff |  |  | Flow Below Hamilton City |  |  | UWFE Restriction
| April | 6000 | Minimum rule for exchange | April | 99999 | No rule | April | 99999 | No rule | W | 1 | 0 |  | Aug | 1 |  | April | 1500 |  | April | 3250 |  | April | 4000 |  | 1
| May | 6000 | Minimum rule for exchange | May | 56 | Max for pre-critical | May | 99999 | No rule | AN | 2 | 0 |  | Sep | 1 |  | May | 1500 |  | May | 3250 |  | May | 4000
| Jun | 10000 | Minimum rule for exchange | Jun | 56 | Max for pre-critical | Jun | 99999 | No rule | BN | 3 | 0 |  | Oct | 1 |  | Jun | 1500 |  | Jun | 3250 |  | Jun | 4000
| Jul | 12000 | Minimum rule for exchange | Jul | 53.5 | Max critical season (Jul 1) | Jul | 99999 | No rule | D | 4 | 1 |  | Nov | 0.5 |  | Jul | 1500 |  | Jul | 3250 |  | Jul | 4000
| Aug | 99999 | Max release |  |  |  | Sep - low | 0 | No rule | C | 5 | 1 |  | Dec | 0
| Sep | 99999 | Max release |  |  |  | Sep - high | 99999
| Oct | 99999 | Max release
| Nov | 99999 | Max release
| Dec | 0 | No release | [26 empty] | Apr - Jul | Apr - Jul | Apr - Jul | Aug-Dec | Aug-Dec | Aug-Dec | Apr-Dec
|  |  | Keswick Flow |  | Clear Creek Temp |  | Upstream |  |  | Shasta Storage |  | WYT Control | TC Diversion |  | GC Diversion |  | Delevan Release Available |  | Sac River Exchangeable | COA Condition | Exchangeable Water | Potential Temperature Control/WUA Flow |  | Banks Capacity |  | Diversion Capacity |  |  |  | 1 | 2 | 1 & 2 | 3 | 4 | 3 & 4 | 1 - 4
WYT (Jan-Dec) |  |  | CFS | Flag | F | Flag | CFS | TAF | Flag | TAF | Flag | Flag | CFS | TAF | CFS | TAF | CFS | TAF | TAF |  | TAF | CFS | TAF | CFS | TAF | CFS | TAF |  | WYT | Upstream Water | Reduceable Diversions | Exchangeable Water | Habitat Improvement | Banks Capacity | Diversion Capacity | Storable Water
1 | 1922 | 1922-04-30 | 4490.9214 | 0 | 53.8048 | 1 | 0 | 0 | 0 | 4552 | 1 | 0 | 373.6106 | 22.2314 | 533.2571 | 31.731 | 1500 | 89.2562 | 116.2374 | UWFE | 0 | [6 empty] | 1922 | 1 | 375.879 | 704.3698 | 0 | 21762.282 | 131.7231 | 98.8474 | 0 | Storable Water
1 | 1922 | 1922-05-31 | 11232.6396 | 1 | 55.4084 | 1 | 5232.6396 | 321.7425 | 1 | 4552 | 1 | 0 | 868.2706 | 53.3879 | 2241.9163 | 137.8501 | 1500 | 92.2314 | 187.8504 | UWFE | 0 | [6 empty] | 1923 | 3 | 198.6744 | 652.5345 | 0 | 22757.6851 | 218.305 | 104.6211 | 0 | LT | 55.7401
1 | 1922 | 1922-06-30 | 10909.7949 | 1 | 53.3298 | 1 | 909.7949 | 54.1366 | 1 | 4241.4727 | 1 | 0 | 1108.193 | 65.9421 | 2347.4187 | 139.6811 | 1500 | 89.2562 | 192.0678 | UWFE | 0 | [6 empty] | 1924 | 5 | 161.1438 | 617.918 | 161.1438 | 22888.1065 | 598.658 | 365.6046 | 161.1438 | DP | 122.4023
1 | 1922 | 1922-07-31 | 12170.3496 | 1 | 54.132 | 0 | 0 | 0 | 0 | 3788.6909 | 1 | 0 | 1209.6676 | 74.3796 | 2562.8928 | 157.5861 | 1500 | 92.2314 | 208.2143 | IBU | 0 | [6 empty] | 1925 | 4 | 43.7915 | 654.487 | 43.7915 | 22582.1515 | 376.9674 | 267.3898 | 43.7915 | W | 0
1 | 1922 | 1922-08-31 | [19 empty] | 89237.1475 | 5486.9783 | 0 | 0 | 0 | 0 | 1926 | 4 | 194.1076 | 628.7493 | 173.3633 | 22920.1239 | 222.8758 | 222.8758 | 173.3633 | AN | 0
1 | 1922 | 1922-09-30 | [7 empty] | 2693.5151 | 1 | [10 empty] | 82918.2539 | 4933.9787 | 136.4151 | 8.1173 | 136.4151 | 8.1173 | 1927 | 2 | 577.1707 | 702.4023 | 0 | 22032.4255 | 102.3285 | 84.6659 | 0 | BN | 0
1 | 1922 | 1922-10-31 | [19 empty] | 95405.1709 | 5866.2353 | 940.9135 | 57.8545 | 940.9135 | 57.8545 | 1928 | 2 | 530.6434 | 653.2723 | 0 | 21821.9976 | 112.6907 | 81.9271 | 0 | D | 170.0329
1 | 1922 | 1922-11-30 | [19 empty] | 92011.9229 | 5475.0896 | 1104.9873 | 65.7513 | 1104.9873 | 32.8757 | 1929 | 5 | 127.9222 | 580.1331 | 127.9222 | 22823.1522 | 547.3502 | 406.4382 | 127.9222 | C | 92.8577
1 | 1922 | 1922-12-31 | [19 empty] | 0 | 0 | 0 | 0 | 0 | 0 | 1930 | 4 | 0 | 613.883 | 0 | 22966.4138 | 529.9975 | 359.2688 | 0
3 | 1923 | 1923-04-30 | 3250 | 0 | 52.3498 | 1 | 0 | 0 | 0 | 3743.0518 | 1 | 0 | 244.4835 | 14.5478 | 427.7815 | 25.4548 | 1500 | 89.2562 | 109.2575 | UWFE | 0 | [6 empty] | 1931 | 5 | 174.2347 | 600.0615 | 174.2347 | 22998.7901 | 417.2065 | 377.6387 | 174.2347 | 55.7401 | 20 | 215.6705
3 | 1923 | 1923-05-31 | 9231.1299 | 1 | 55.4485 | 1 | 3231.1299 | 198.6744 | 1 | 3524.2053 | 1 | 0 | 301.417 | 18.5334 | 2265.7722 | 139.3169 | 1500 | 92.2314 | 171.1566 | UWFE | 0 | [6 empty] | 1932 | 5 | 0 | 577.6735 | 0 | 22993.964 | 468.2117 | 269.7891 | 0 | 15 | 26 | 173.6519
3 | 1923 | 1923-06-30 | 9187.7715 | 0 | 53.1515 | 1 | 0 | 0 | 0 | 3273.1863 | 1 | 0 | 530.3787 | 31.5597 | 2621.1877 | 155.9715 | 1500 | 89.2562 | 183.0218 | IBU | 0 | [6 empty] | 1933 | 5 | 30.8252 | 581.3961 | 30.8252 | 22995.8038 | 364.8249 | 284.7827 | 30.8252 | 30 | 24 | 186.1996
3 | 1923 | 1923-07-31 | 11611.9492 | 0 | 55.3772 | 0 | 0 | 0 | 0 | 2867.1321 | 1 | 0 | 613.4034 | 37.7167 | 2537.3855 | 156.0178 | 1500 | 92.2314 | 189.0986 | IBU | 0 | [6 empty] | 1934 | 5 | 61.1408 | 586.0952 | 61.1408 | 23163.3419 | 541.7066 | 464.9581 | 61.1408 | 60 | 20 | 215.6705
3 | 1923 | 1923-08-31 | [19 empty] | 90980.1094 | 5594.1489 | 223.2617 | 13.7278 | 223.2617 | 13.7278 | 1935 | 4 | 0 | 621.904 | 0 | 23012.1927 | 121.2343 | 106.9191 | 0 | 90 | 19 | 223.8036
3 | 1923 | 1923-09-30 | [7 empty] | 2596.2393 | 1 | [10 empty] | 95583.356 | 5687.6047 | 0 | 0 | 0 | 0 | 1936 | 3 | 0 | 640.0658 | 0 | 22674.993 | 178.0867 | 107.0938 | 0 | 100 | 19 | 223.8036
3 | 1923 | 1923-10-31 | [19 empty] | 95392.6621 | 5865.4662 | 906.5126 | 55.7393 | 906.5126 | 55.7393 | 1937 | 4 | 0 | 644.8553 | 0 | 22514.1165 | 104.7467 | 104.7467 | 0 | 120 | 18 | 230.0907
3 | 1923 | 1923-11-30 | [19 empty] | 94286.9878 | 5610.4654 | 1181.5662 | 70.3081 | 1181.5662 | 35.154 | 1938 | 1 | 467.8515 | 685.2986 | 0 | 21785.5382 | 2.9733 | 2.9733 | 0 | 150 | 16 | 241.707
3 | 1923 | 1923-12-31 | [19 empty] | 0 | 0 | 1277.1647 | 78.5298 | 0 | 0 | 1939 | 3 | 397.2899 | 676.8093 | 0 | 22291.0879 | 623.408 | 458.5078 | 0 | 180 | 12 | 265.5463
5 | 1924 | 1924-04-30 | 5624.3779 | 0 | 51.9006 | 1 | 0 | 0 | 0 | 2500 | 1 | 1 | 202.0041 | 12.0201 | 537.101 | 31.9597 | 1411.9502 | 84.0169 | 106.0068 | IBU | 0 | [6 empty] | 1940 | 2 | 229.3982 | 663.7744 | 0 | 22070.3476 | 129.2047 | 96.3135 | 0 | 210 | 8 | 301.1944
5 | 1924 | 1924-05-31 | 8620.7529 | 1 | 55.0898 | 1 | 2620.7529 | 161.1438 | 1 | 2135.3757 | 1 | 1 | 220.0907 | 13.5328 | 2324.4033 | 142.922 | 1500 | 92.2314 | 170.4588 | IBU | 161.1438 | [6 empty] | 1941 | 1 | 840.2123 | 667.1199 | 0 | 21450.9784 | 62.0051 | 48.4492 | 0 | 240 | 8 | 301.1944
5 | 1924 | 1924-06-30 | 8906.1973 | 0 | 56.1863 | 0 | 0 | 0 | 0 | 1764.8621 | 1 | 1 | 251.7825 | 14.9821 | 2484.0364 | 147.8104 | 1500 | 89.2562 | 170.6525 | IBU | 0 | [6 empty] | 1942 | 1 | 277.6817 | 681.4633 | 0 | 21514.8933 | 142.9707 | 106.1414 | 0
5 | 1924 | 1924-07-31 | 9371.8037 | 0 | 55.104 | 0 | 0 | 0 | 0 | 1413.5541 | 1 | 1 | 274.1045 | 16.854 | 2281.4834 | 140.2829 | 1500 | 92.2314 | 170.7999 | IBU | 0 | [6 empty] | 1943 | 1 | 317.6537 | 677.9353 | 0 | 21355.304 | 283.8382 | 197.6067 | 0
5 | 1924 | 1924-08-31 | [19 empty] | 91864.5312 | 5648.5299 | 3013.0115 | 185.2629 | 3013.0115 | 185.2629 | 1944 | 4 | 0 | 536.4356 | 0 | 22830.6237 | 425.3561 | 270.9442 | 0
5 | 1924 | 1924-09-30 | [7 empty] | 953.8166 | 1 | [10 empty] | 93796.9165 | 5581.3041 | 1832.2587 | 109.027 | 1832.2587 | 109.027 | 1945 | 3 | 114.7313 | 638.1036 | 0 | 22557.9309 | 122.3942 | 101.631 | 0
5 | 1924 | 1924-10-31 | [19 empty] | 95975.561 | 5901.3072 | 661.1058 | 40.6498 | 661.1058 | 40.6498 | 1946 | 2 | 407.8843 | 703.6485 | 0 | 21810.7748 | 168.4989 | 119.5633 | 0
5 | 1924 | 1924-11-30 | [19 empty] | 96749 | 5756.9653 | 1030.6826 | 61.3299 | 1030.6826 | 30.6649 | 1947 | 4 | 277.5591 | 637.8422 | 277.5591 | 22894.2721 | 397.171 | 267.6986 | 267.6986
5 | 1924 | 1924-12-31 | [19 empty] | 0 | 0 | 3291.533 | 202.3885 | 0 | 0 | 1948 | 3 | 208.5768 | 636.5966 | 0 | 22611.1615 | 206.4982 | 88.6723 | 0
4 | 1925 | 1925-04-30 | 3250 | 0 | 49.611 | 1 | 0 | 0 | 0 | 4202.8247 | 1 | 1 | 154.969 | 9.2213 | 375.546 | 22.3465 | 1500 | 89.2562 | 105.0401 | UWFE | 0 | [6 empty] | 1949 | 4 | 193.3107 | 668.0887 | 193.3107 | 22604.7101 | 433.9174 | 315.7064 | 193.3107
4 | 1925 | 1925-05-31 | 6016.6982 | 1 | 50.3644 | 1 | 16.6982 | 1.0267 | 1 | 4282.1665 | 1 | 1 | 377.7913 | 23.2295 | 1796.5596 | 110.4661 | 1500 | 92.2314 | 159.0792 | UWFE | 1.0267 | [6 empty] | 1950 | 4 | 24.3918 | 648.7087 | 24.3918 | 22157.0161 | 112.0731 | 112.0731 | 24.3918
4 | 1925 | 1925-06-30 | 9612.4141 | 0 | 50.7997 | 1 | 0 | 0 | 0 | 3989.9407 | 1 | 1 | 794.0576 | 47.2497 | 2591.7786 | 154.2215 | 1500 | 89.2562 | 189.9918 | IBU | 0 | [6 empty] | 1951 | 2 | 318.2121 | 645.2134 | 0 | 21976.4569 | 123.9875 | 91.2618 | 0
4 | 1925 | 1925-07-31 | 12695.502 | 1 | 51.4569 | 1 | 695.502 | 42.7647 | 1 | 3437.5415 | 1 | 1 | 979.5245 | 60.2286 | 2538.0757 | 156.0602 | 1500 | 92.2314 | 200.3758 | IBU | 42.7647 | [6 empty] | 1952 | 1 | 697.7898 | 685.729 | 0 | 21660.3407 | 58.6101 | 36.6861 | 0
4 | 1925 | 1925-08-31 | [19 empty] | 90169.4141 | 5544.3012 | 1755.4484 | 107.9383 | 1755.4484 | 107.9383 | 1953 | 1 | 393.9429 | 699.8034 | 0 | 21378.2079 | 184.1661 | 127.2991 | 0
4 | 1925 | 1925-09-30 | [7 empty] | 2972.5574 | 1 | [10 empty] | 94122.396 | 5600.6715 | 601.6094 | 35.7982 | 601.6094 | 35.7982 | 1954 | 2 | 628.7595 | 682.9989 | 0 | 22009.5361 | 98.617 | 73.8557 | 0
4 | 1925 | 1925-10-31 | [19 empty] | 94097.9453 | 5785.8571 | 1509.1989 | 92.797 | 1509.1989 | 92.797 | 1955 | 4 | 146.3993 | 650.4859 | 146.3993 | 22858.0566 | 316.7675 | 274.178 | 146.3993
4 | 1925 | 1925-11-30 | [19 empty] | 94973.6006 | 5651.3217 | 1037.1134 | 61.7125 | 1037.1134 | 30.8563 | 1956 | 1 | 238.4128 | 688.1348 | 0 | 21520.0176 | 69.8032 | 51.0419 | 0
4 | 1925 | 1925-12-31 | [19 empty] | 0 | 0 | 1280.2795 | 78.7213 | 0 | 0 | 1957 | 2 | 515.4997 | 678.5345 | 0 | 22125.8127 | 311.108 | 242.9215 | 0
4 | 1926 | 1926-04-30 | 3250 | 0 | 51.2123 | 1 | 0 | 0 | 0 | 3896.7319 | 1 | 1 | 52.2226 | 3.1075 | 311.7583 | 18.5509 | 1500 | 89.2562 | 100.0854 | UWFE | 0 | [6 empty] | 1958 | 1 | 412.3229 | 667.2833 | 0 | 21442.4991 | 93.3707 | 48.244 | 0
4 | 1926 | 1926-05-31 | 8995.4434 | 1 | 50.1938 | 1 | 2995.4434 | 184.1826 | 1 | 3570.7637 | 1 | 1 | 105.3316 | 6.4766 | 2210.8083 | 135.9373 | 1500 | 92.2314 | 163.4384 | IBU | 163.4384 | [6 empty] | 1959 | 3 | 504.1242 | 681.4201 | 0 | 22296.3089 | 344.7632 | 180.1609 | 0
4 | 1926 | 1926-06-30 | 10166.7949 | 1 | 51.8018 | 1 | 166.7949 | 9.925 | 1 | 3144.4993 | 1 | 1 | 393.1129 | 23.3918 | 2714.9617 | 161.5514 | 1500 | 89.2562 | 181.7278 | IBU | 9.925 | [6 empty] | 1960 | 4 | 382.2012 | 605.6054 | 373.3481 | 22673.423 | 422.7664 | 263.7978 | 263.7978
4 | 1926 | 1926-07-31 | 11392.6768 | 0 | 53.7891 | 0 | 0 | 0 | 0 | 2700.4294 | 1 | 1 | 430.5342 | 26.4725 | 2538.0757 | 156.0602 | 1500 | 92.2314 | 183.4978 | IBU | 0 | [6 empty] | 1961 | 4 | 359.5936 | 650.41 | 302.6638 | 22564.7762 | 593.4829 | 456.6647 | 302.6638
4 | 1926 | 1926-08-31 | [19 empty] | 91690.6279 | 5637.837 | 1075.4595 | 66.1274 | 1075.4595 | 66.1274 | 1962 | 3 | 350.8485 | 686.2466 | 0 | 22412.44 | 20.0458 | 20.0458 | 0
4 | 1926 | 1926-09-30 | [7 empty] | 2281.957 | 1 | [10 empty] | 95112.1768 | 5659.5675 | 1022.28 | 60.8299 | 1022.28 | 60.8299 | 1963 | 1 | 1727.2135 | 677.1254 | 0 | 21820.5269 | 160.5331 | 106.1404 | 0
4 | 1926 | 1926-10-31 | [19 empty] | 95397.3447 | 5865.7541 | 1559.9655 | 95.9185 | 1559.9655 | 95.9185 | 1964 | 4 | 202.9533 | 649.6019 | 202.9533 | 22854.9373 | 318.5201 | 259.264 | 202.9533
4 | 1926 | 1926-11-30 | [19 empty] | 96749 | 5756.9653 | 0 | 0 | 0 | 0 | 1965 | 1 | 332.6335 | 667.6 | 0 | 21882.5786 | 84.2143 | 71.566 | 0
4 | 1926 | 1926-12-31 | [19 empty] | 0 | 0 | 0 | 0 | 0 | 0 | 1966 | 3 | 622.644 | 692.2432 | 0 | 22397.0894 | 202.3592 | 167.806 | 0
2 | 1927 | 1927-04-30 | 9794.8115 | 1 | 47.5787 | 1 | 3794.8115 | 225.807 | 1 | 4552 | 1 | 0 | 550.7923 | 32.7744 | 486.0442 | 28.9216 | 1500 | 89.2562 | 120.1042 | UWFE | 0 | [6 empty] | 1967 | 1 | 650.6208 | 666.8276 | 0 | 21797.7304 | 121.2366 | 69.9085 | 0
2 | 1927 | 1927-05-31 | 7714.3828 | 1 | 50.2014 | 1 | 1714.3828 | 105.4133 | 1 | 4552 | 1 | 0 | 894.1383 | 54.9784 | 2249.6934 | 138.3283 | 1500 | 92.2314 | 188.8847 | UWFE | 0 | [6 empty] | 1968 | 3 | 497.0156 | 644.8133 | 0 | 22802.487 | 131.1443 | 117.7869 | 0
2 | 1927 | 1927-06-30 | 8988.9209 | 0 | 51.1298 | 1 | 0 | 0 | 0 | 4290.3853 | 1 | 0 | 1054.7291 | 62.7607 | 2141.7219 | 127.4413 | 1500 | 89.2562 | 184.3572 | UWFE | 0 | [6 empty] | 1969 | 1 | 438.4583 | 692.7865 | 0 | 22009.9151 | 17.675 | 17.675 | 0
2 | 1927 | 1927-07-31 | 16000 | 1 | 51.3325 | 1 | 4000 | 245.9504 | 1 | 3557.6995 | 1 | 0 | 1278.4689 | 78.61 | 2521.4749 | 155.0394 | 1500 | 92.2314 | 209.0561 | IBU | 0 | [6 empty] | 1970 | 1 | 344.982 | 613.5278 | 0 | 21656.5126 | 170.5214 | 137.4207 | 0
2 | 1927 | 1927-08-31 | [19 empty] | 88882.0723 | 5465.1456 | 131.2157 | 8.0681 | 131.2157 | 8.0681 | 1971 | 1 | 413.6983 | 685.4588 | 0 | 21546.7282 | 198.776 | 148.0918 | 0
2 | 1927 | 1927-09-30 | [7 empty] | 2812.228 | 1 | [10 empty] | 89196.4268 | 5307.556 | 0 | 0 | 0 | 0 | 1972 | 3 | 529.1849 | 647.495 | 0 | 22769.8664 | 297.7175 | 229.2409 | 0
2 | 1927 | 1927-10-31 | [19 empty] | 92950.9941 | 5715.3339 | 958.4877 | 58.9351 | 958.4877 | 58.9351 | 1973 | 2 | 456.3623 | 697.3503 | 0 | 21090.2994 | 104.9109 | 104.9109 | 0
2 | 1927 | 1927-11-30 | [19 empty] | 93176.5547 | 5544.39 | 593.6611 | 35.3253 | 593.6611 | 17.6626 | 1974 | 1 | 37.0389 | 679.962 | 0 | 21548.9751 | 158.6533 | 117.2435 | 0
2 | 1927 | 1927-12-31 | [19 empty] | 0 | 0 | 0 | 0 | 0 | 0 | 1975 | 1 | 358.2199 | 704.9857 | 0 | 21731.6053 | 123.3349 | 90.4352 | 0
2 | 1928 | 1928-04-30 | 3250 | 0 | 51.2807 | 1 | 0 | 0 | 0 | 4536.6592 | 1 | 0 | 195.058 | 11.6068 | 419.7452 | 24.9766 | 1500 | 89.2562 | 107.5479 | UWFE | 0 | [6 empty] | 1976 | 4 | 250.9675 | 607.4936 | 172.0144 | 22584.218 | 561.1327 | 367.7227 | 172.0144
2 | 1928 | 1928-05-31 | 7197.1987 | 1 | 51.6729 | 1 | 1197.1987 | 73.6129 | 1 | 4435.5835 | 1 | 0 | 357.5026 | 21.982 | 2314.5017 | 142.3132 | 1500 | 92.2314 | 174.379 | UWFE | 0 | [6 empty] | 1977 | 5 | 196.3267 | 601.9224 | 196.3267 | 22792.244 | 635.3522 | 469.6129 | 196.3267
2 | 1928 | 1928-06-30 | 13547.3184 | 1 | 51.1934 | 1 | 3547.3184 | 211.0801 | 1 | 3819.0554 | 1 | 0 | 655.3317 | 38.9949 | 2329.1833 | 138.596 | 1500 | 89.2562 | 178.0517 | IBU | 0 | [6 empty] | 1978 | 2 | 217.9635 | 695.2552 | 0 | 22304.1915 | 86.7029 | 43.2801 | 0
2 | 1928 | 1928-07-31 | 16000 | 1 | 52.2686 | 1 | 4000 | 245.9504 | 1 | 3098.6023 | 1 | 0 | 724.3493 | 44.5385 | 2562.8928 | 157.5861 | 1500 | 92.2314 | 193.2937 | IBU | 0 | [6 empty] | 1979 | 4 | 34.8776 | 653.8069 | 34.8776 | 22800.9766 | 125.5008 | 89.0119 | 34.8776
2 | 1928 | 1928-08-31 | [19 empty] | 87836.874 | 5400.8789 | 4.0737 | 0.25048 | 4.0737 | 0.25048 | 1980 | 2 | 40.0834 | 678.4036 | 0 | 22086.0199 | 39.2826 | 31.818 | 0
2 | 1928 | 1928-09-30 | [7 empty] | 2247.1189 | 1 | [10 empty] | 87919.5518 | 5231.5766 | 0 | 0 | 0 | 0 | 1981 | 4 | 591.6002 | 674.7652 | 493.1475 | 22629.243 | 328.5317 | 328.5317 | 328.5317
2 | 1928 | 1928-10-31 | [19 empty] | 91149.4492 | 5604.5612 | 828.0195 | 50.9129 | 828.0195 | 50.9129 | 1982 | 1 | 1125.4426 | 640.3691 | 0 | 22172.4407 | 0 | 0 | 0
2 | 1928 | 1928-11-30 | [19 empty] | 93858.7065 | 5584.9809 | 1034.0005 | 61.5273 | 1034.0005 | 30.7637 | 1983 | 1 | 1379.8435 | 680.2609 | 0 | 21271.9594 | 19.841 | 19.841 | 0
2 | 1928 | 1928-12-31 | [19 empty] | 0 | 0 | 0 | 0 | 0 | 0 | 1984 | 1 | 407.1062 | 692.3224 | 0 | 22064.6292 | 71.7163 | 71.7163 | 0
5 | 1929 | 1929-04-30 | 3250 | 0 | 51.1923 | 1 | 0 | 0 | 0 | 2771.0933 | 1 | 1 | 223.3833 | 13.2922 | 516.5081 | 30.7344 | 785.2163 | 46.7236 | 68.7369 | UWFE | 0 | [6 empty] | 1985 | 3 | 489.5172 | 656.3419 | 0 | 22629.1947 | 253.3775 | 227.6734 | 0
5 | 1929 | 1929-05-31 | 8080.4556 | 1 | 51.6781 | 1 | 2080.4556 | 127.9222 | 1 | 2547.7896 | 1 | 1 | 306.9447 | 18.8733 | 2370.6716 | 145.7669 | 1500 | 92.2314 | 174.5515 | IBU | 127.9222 | [6 empty] | 1986 | 1 | 63.8032 | 643.0755 | 0 | 22143.3342 | 288.0629 | 169.1573 | 0
5 | 1929 | 1929-06-30 | 8416.8945 | 0 | 54.2862 | 1 | 0 | 0 | 0 | 2247.3098 | 1 | 1 | 280.0013 | 16.6612 | 2189.3926 | 130.2779 | 1500 | 89.2562 | 162.7258 | IBU | 0 | [6 empty] | 1987 | 4 | 384.2392 | 639.5103 | 345.5485 | 22763.141 | 559.0071 | 448.9964 | 345.5485
5 | 1929 | 1929-07-31 | 12141.1709 | 1 | 55.6233 | 0 | 0 | 0 | 0 | 1718.2078 | 1 | 1 | 382.0605 | 23.492 | 2281.4834 | 140.2829 | 1500 | 92.2314 | 174.1189 | IBU | 0 | [6 empty] | 1988 | 5 | 110.6356 | 562.6376 | 110.6356 | 22845.5491 | 534.8163 | 416.2677 | 110.6356
5 | 1929 | 1929-08-31 | [19 empty] | 92112.0669 | 5663.7502 | 2623.3906 | 161.306 | 2623.3906 | 161.306 | 1989 | 4 | 354.8644 | 654.2174 | 283.0543 | 22908.8508 | 434.551 | 264.6892 | 264.6892
5 | 1929 | 1929-09-30 | [7 empty] | 1326.9272 | 1 | [10 empty] | 94693.3257 | 5634.6442 | 1966.5052 | 117.0152 | 1966.5052 | 117.0152 | 1990 | 5 | 0 | 508.5089 | 0 | 22814.6279 | 684.5884 | 450.56 | 0
5 | 1929 | 1929-10-31 | [19 empty] | 94798.6035 | 5828.9389 | 1369.0618 | 84.1803 | 1369.0618 | 84.1803 | 1991 | 5 | 45.8861 | 601.8979 | 45.8861 | 22884.8045 | 691.6938 | 455.6393 | 45.8861
5 | 1929 | 1929-11-30 | [19 empty] | 95721.4009 | 5695.8189 | 1476.7601 | 87.8733 | 1476.7601 | 43.9367 | 1992 | 5 | 184.4094 | 595.2542 | 184.4094 | 22868.9741 | 529.4604 | 374.2098 | 184.4094
5 | 1929 | 1929-12-31 | [19 empty] | 0 | 0 | 1577.1521 | 96.9753 | 0 | 0 | 1993 | 2 | 368.517 | 678.6589 | 0 | 22047.8888 | 150.0172 | 97.9693 | 0
4 | 1930 | 1930-04-30 | 3250 | 0 | 51.2395 | 1 | 0 | 0 | 0 | 2916.8228 | 1 | 1 | 44.5087 | 2.6484 | 392.623 | 23.3627 | 1500 | 89.2562 | 102.2618 | UWFE | 0 | [6 empty] | 1994 | 5 | 21.7683 | 561.5149 | 21.7683 | 22936.9054 | 521.344 | 366.6581 | 21.7683
4 | 1930 | 1930-05-31 | 5412.9868 | 0 | 51.4721 | 1 | 0 | 0 | 0 | 2856.511 | 1 | 1 | 14.9967 | 0.92211 | 2146.5247 | 131.9847 | 1500 | 92.2314 | 158.6848 | UWFE | 0 | [6 empty] | 1995 | 1 | 374.4981 | 676.6273 | 0 | 21622.1799 | 112.6723 | 60.0964 | 0
4 | 1930 | 1930-06-30 | 8881.8975 | 0 | 52.8993 | 1 | 0 | 0 | 0 | 2536.0442 | 1 | 1 | 199.5901 | 11.8764 | 2714.9617 | 161.5514 | 1500 | 89.2562 | 175.9701 | IBU | 0 | [6 empty] | 1996 | 1 | 470.8269 | 673.7036 | 0 | 21668.3498 | 153.2964 | 99.0756 | 0
4 | 1930 | 1930-07-31 | 9171.2354 | 0 | 55.4815 | 0 | 0 | 0 | 0 | 2214.1086 | 1 | 1 | 218.0871 | 13.4097 | 2538.0757 | 156.0602 | 1500 | 92.2314 | 176.9663 | IBU | 0 | [6 empty] | 1997 | 1 | 379.079 | 682.8765 | 0 | 21458.4727 | 130.5469 | 96.1801 | 0
4 | 1930 | 1930-08-31 | [19 empty] | 92245.4409 | 5671.9511 | 2140.2126 | 131.5965 | 2140.2126 | 131.5965 | 1998 | 1 | 1046.5325 | 637.7718 | 0 | 21397.9932 | 3.2742 | 3.2742 | 0
4 | 1930 | 1930-09-30 | [7 empty] | 1915.0425 | 1 | [10 empty] | 95941.9685 | 5708.9436 | 1280.4639 | 76.1929 | 1280.4639 | 76.1929 | 1999 | 1 | 395.8085 | 693.093 | 0 | 21187.0671 | 135.0008 | 98.872 | 0
4 | 1930 | 1930-10-31 | [19 empty] | 95080.6509 | 5846.2813 | 1605.8981 | 98.7428 | 1605.8981 | 98.7428 | 2000 | 2 | 514.271 | 676.3601 | 0 | 21720.4603 | 180.6307 | 85.1528 | 0
4 | 1930 | 1930-11-30 | [19 empty] | 96451.0798 | 5739.2378 | 1772.533 | 105.473 | 1772.533 | 52.7365 | 2001 | 4 | 418.9778 | 629.7899 | 345.7331 | 22660.5074 | 436.6618 | 395.9893 | 345.7331
4 | 1930 | 1930-12-31 | [19 empty] | 0 | 0 | 1918.9597 | 117.9922 | 0 | 0 | 2002 | 4 | 367.8272 | 683.0454 | 367.8272 | 22610.369 | 314.6218 | 290.8928 | 290.8928
5 | 1931 | 1931-04-30 | 6839.519 | 1 | 50.9566 | 1 | 839.519 | 49.9549 | 1 | 1860.2615 | 1 | 1 | 166.2087 | 9.8901 | 541.1191 | 32.1988 | 1500 | 89.2562 | 110.3007 | IBU | 49.9549
5 | 1931 | 1931-05-31 | 8021.2178 | 1 | 54.4401 | 1 | 2021.2178 | 124.2798 | 1 | 1533.4961 | 1 | 1 | 149.4881 | 9.1917 | 2010.7308 | 123.635 | 1500 | 92.2314 | 158.6447 | IBU | 124.2798
5 | 1931 | 1931-06-30 | 8236.2363 | 0 | 53.9153 | 1 | 0 | 0 | 0 | 1203.6804 | 1 | 1 | 183.682 | 10.9298 | 2250.9431 | 133.9404 | 1500 | 89.2562 | 161.6913 | IBU | 0
5 | 1931 | 1931-07-31 | 9719.4023 | 0 | 56.5546 | 0 | 0 | 0 | 0 | 751.5536 | 1 | 1 | 229.3762 | 14.1038 | 2281.4834 | 140.2829 | 1500 | 92.2314 | 169.4248 | IBU | 0
5 | 1931 | 1931-08-31 | [19 empty] | 92453.1548 | 5684.7229 | 1954.8474 | 120.1989 | 1954.8474 | 120.1989
5 | 1931 | 1931-09-30 | [7 empty] | 558.6163 | 1 | [10 empty] | 95634.481 | 5690.6468 | 2060.6035 | 122.6144 | 2060.6035 | 122.6144
5 | 1931 | 1931-10-31 | [19 empty] | 95356.6157 | 5863.2498 | 1549.2155 | 95.2575 | 1549.2155 | 95.2575
5 | 1931 | 1931-11-30 | [19 empty] | 96802.8669 | 5760.1706 | 1329.9177 | 79.1356 | 1329.9177 | 39.5678
5 | 1931 | 1931-12-31 | [19 empty] | 0 | 0 | 0 | 0 | 0 | 0
5 | 1932 | 1932-04-30 | 3250 | 0 | 49.3479 | 1 | 0 | 0 | 0 | 1787.3011 | 1 | 1 | 0 | 0 | 527.2299 | 31.3724 | 1207.2068 | 71.8338 | 87.52 | UWFE | 0
5 | 1932 | 1932-05-31 | 4951.0298 | 0 | 51.6594 | 1 | 0 | 0 | 0 | 1880.7854 | 1 | 1 | 0 | 0 | 2037.6466 | 125.29 | 1500 | 92.2314 | 154.8764 | UWFE | 0
5 | 1932 | 1932-06-30 | 7197.3003 | 0 | 54.0895 | 1 | 0 | 0 | 0 | 1657.1804 | 1 | 1 | 0 | 0 | 2546.3579 | 151.5188 | 1500 | 89.2562 | 165.0156 | IBU | 0
5 | 1932 | 1932-07-31 | 8582.5312 | 0 | 55.7539 | 0 | 0 | 0 | 0 | 1286.9185 | 1 | 1 | 0 | 0 | 2538.0757 | 156.0602 | 1500 | 92.2314 | 170.2615 | IBU | 0
5 | 1932 | 1932-08-31 | [19 empty] | 92726.3965 | 5701.5239 | 1881.4377 | 115.6851 | 1881.4377 | 115.6851
5 | 1932 | 1932-09-30 | [7 empty] | 902.0558 | 1 | [10 empty] | 95768.7432 | 5698.636 | 909.0564 | 54.0926 | 909.0564 | 54.0926
5 | 1932 | 1932-10-31 | [19 empty] | 95267.8862 | 5857.794 | 1075.1279 | 66.107 | 1075.1279 | 66.107
5 | 1932 | 1932-11-30 | [19 empty] | 96396.8372 | 5736.0101 | 1139.5615 | 67.8086 | 1139.5615 | 33.9043
5 | 1932 | 1932-12-31 | [19 empty] | 0 | 0 | 2675.6343 | 164.5183 | 0 | 0
5 | 1933 | 1933-04-30 | 3250 | 0 | 51.0343 | 1 | 0 | 0 | 0 | 1716.4489 | 1 | 1 | 180.9952 | 10.77 | 566.2323 | 33.6932 | 929.3281 | 55.2989 | 77.5304 | UWFE | 0
5 | 1933 | 1933-05-31 | 6501.3232 | 1 | 51.83 | 1 | 501.3232 | 30.8252 | 1 | 1691.3677 | 1 | 1 | 170.3089 | 10.4719 | 2197.3789 | 135.1116 | 1500 | 92.2314 | 165.0231 | UWFE | 30.8252
5 | 1933 | 1933-06-30 | 7378.0923 | 0 | 54.6796 | 1 | 0 | 0 | 0 | 1503.11 | 1 | 1 | 210.9902 | 12.5548 | 2481.9319 | 147.6852 | 1500 | 89.2562 | 169.3762 | IBU | 0
5 | 1933 | 1933-07-31 | 10174.7207 | 0 | 55.8661 | 0 | 0 | 0 | 0 | 1036.8127 | 1 | 1 | 230.7274 | 14.1869 | 2281.4834 | 140.2829 | 1500 | 92.2314 | 169.4663 | IBU | 0
5 | 1933 | 1933-08-31 | [19 empty] | 91960.7812 | 5654.448 | 1026.3896 | 63.1102 | 1026.3896 | 63.1102
5 | 1933 | 1933-09-30 | [7 empty] | 614.1947 | 1 | [10 empty] | 95805.5776 | 5700.8278 | 1631.1929 | 97.0627 | 1631.1929 | 97.0627
5 | 1933 | 1933-10-31 | [19 empty] | 95686.9746 | 5883.5627 | 1357.4503 | 83.4664 | 1357.4503 | 83.4664
5 | 1933 | 1933-11-30 | [19 empty] | 96749 | 5756.9653 | 1382.8738 | 82.2867 | 1382.8738 | 41.1434
5 | 1933 | 1933-12-31 | [19 empty] | 0 | 0 | 632.6299 | 38.8989 | 0 | 0
5 | 1934 | 1934-04-30 | 3250 | 0 | 50.4968 | 1 | 0 | 0 | 0 | 1640.1229 | 1 | 1 | 162.7166 | 9.6823 | 521.5308 | 31.0332 | 953.1812 | 56.7182 | 77.076 | UWFE | 0
5 | 1934 | 1934-05-31 | 6994.3599 | 1 | 51.0222 | 1 | 994.3599 | 61.1408 | 1 | 1420.9012 | 1 | 1 | 222.3974 | 13.6747 | 2243.6472 | 137.9565 | 1500 | 92.2314 | 168.047 | IBU | 61.1408
5 | 1934 | 1934-06-30 | 8056.0332 | 0 | 54.7523 | 1 | 0 | 0 | 0 | 1102.0863 | 1 | 1 | 267.8396 | 15.9376 | 2418.7939 | 143.9282 | 1500 | 89.2562 | 169.1891 | IBU | 0
5 | 1934 | 1934-07-31 | 10945.8584 | 0 | 56.0546 | 0 | 0 | 0 | 0 | 650 | 1 | 1 | 306.0854 | 18.8205 | 2281.4834 | 140.2829 | 1500 | 92.2314 | 171.7831 | IBU | 0
5 | 1934 | 1934-08-31 | [19 empty] | 92824.4819 | 5707.5549 | 3029.4255 | 186.2721 | 3029.4255 | 186.2721
5 | 1934 | 1934-09-30 | [7 empty] | 550 | 1 | [10 empty] | 96065.6274 | 5716.3018 | 1900.2302 | 113.0716 | 1900.2302 | 113.0716
5 | 1934 | 1934-10-31 | [19 empty] | 97296.3577 | 5982.5198 | 1445.2672 | 88.866 | 1445.2672 | 88.866
5 | 1934 | 1934-11-30 | [19 empty] | 96749 | 5756.9653 | 2579.6003 | 153.4969 | 2579.6003 | 76.7484
5 | 1934 | 1934-12-31 | [19 empty] | 0 | 0 | 0 | 0 | 0 | 0
4 | 1935 | 1935-04-30 | 3250 | 0 | 49.3581 | 1 | 0 | 0 | 0 | 2701.3298 | 1 | 1 | 1.3366 | 0.079535 | 295.1836 | 17.5646 | 1500 | 89.2562 | 98.0783 | UWFE | 0
4 | 1935 | 1935-05-31 | 3785.3335 | 0 | 51.7742 | 1 | 0 | 0 | 0 | 2993.2708 | 1 | 1 | 70.7989 | 4.3533 | 2185.4097 | 134.3756 | 1500 | 92.2314 | 161.5958 | UWFE | 0
4 | 1935 | 1935-06-30 | 8129.792 | 0 | 51.7009 | 1 | 0 | 0 | 0 | 2742.5535 | 1 | 1 | 355.0309 | 21.1258 | 2600.0139 | 154.7116 | 1500 | 89.2562 | 177.1749 | IBU | 0
4 | 1935 | 1935-07-31 | 9552.0293 | 0 | 53.4228 | 1 | 0 | 0 | 0 | 2381.8289 | 1 | 1 | 386.6729 | 23.7756 | 2632.5889 | 161.8716 | 1500 | 92.2314 | 185.055 | IBU | 0
4 | 1935 | 1935-08-31 | [19 empty] | 91777.3145 | 5643.1671 | 311.4095 | 19.1478 | 311.4095 | 19.1478
4 | 1935 | 1935-09-30 | [7 empty] | 1958.6935 | 1 | [10 empty] | 95974.2356 | 5710.8636 | 386.7321 | 23.0122 | 386.7321 | 23.0122
4 | 1935 | 1935-10-31 | [19 empty] | 96108.8003 | 5909.4998 | 839.3042 | 51.6068 | 839.3042 | 51.6068
4 | 1935 | 1935-11-30 | [19 empty] | 96609.4626 | 5748.6622 | 442.0624 | 26.3045 | 442.0624 | 13.1523
4 | 1935 | 1935-12-31 | [19 empty] | 0 | 0 | 18.9133 | 1.1629 | 0 | 0
3 | 1936 | 1936-04-30 | 3250 | 0 | 49.9358 | 1 | 0 | 0 | 0 | 4126.3887 | 1 | 0 | 205.4302 | 12.2239 | 427.2792 | 25.4249 | 1500 | 89.2562 | 108.0806 | UWFE | 0
3 | 1936 | 1936-05-31 | 5730.4502 | 0 | 50.768 | 1 | 0 | 0 | 0 | 4065.3789 | 1 | 0 | 284.6239 | 17.5008 | 2118.009 | 130.2313 | 1500 | 92.2314 | 166.0975 | UWFE | 0
3 | 1936 | 1936-06-30 | 7140.0508 | 0 | 50.7063 | 1 | 0 | 0 | 0 | 3872.5437 | 1 | 0 | 523.2095 | 31.1331 | 2337.2417 | 139.0755 | 1500 | 89.2562 | 174.3605 | UWFE | 0
3 | 1936 | 1936-07-31 | 10100.9551 | 0 | 50.7844 | 1 | 0 | 0 | 0 | 3405.3208 | 1 | 0 | 692.3971 | 42.5738 | 2537.3855 | 156.0178 | 1500 | 92.2314 | 191.5272 | IBU | 0
3 | 1936 | 1936-08-31 | [19 empty] | 90321.0078 | 5553.6223 | 354.9322 | 21.8239 | 354.9322 | 21.8239
3 | 1936 | 1936-09-30 | [7 empty] | 2909.5725 | 1 | [10 empty] | 95795.6445 | 5700.2367 | 0 | 0 | 0 | 0
3 | 1936 | 1936-10-31 | [19 empty] | 94201.2852 | 5792.2113 | 840.8682 | 51.703 | 840.8682 | 51.703
3 | 1936 | 1936-11-30 | [19 empty] | 94597.1748 | 5628.9228 | 1128.2206 | 67.1338 | 1128.2206 | 33.5669
3 | 1936 | 1936-12-31 | [19 empty] | 0 | 0 | 608.6764 | 37.4261 | 0 | 0
4 | 1937 | 1937-04-30 | 3250 | 0 | 51.1619 | 1 | 0 | 0 | 0 | 4047.5991 | 1 | 1 | 21.6228 | 1.2866 | 433.8087 | 25.8134 | 1500 | 89.2562 | 102.8062 | UWFE | 0
4 | 1937 | 1937-05-31 | 5043.8032 | 0 | 52.3628 | 1 | 0 | 0 | 0 | 4246.3125 | 1 | 1 | 298.0839 | 18.3285 | 2283.9185 | 140.4327 | 1500 | 92.2314 | 171.612 | UWFE | 0
4 | 1937 | 1937-06-30 | 7479.6577 | 0 | 52.6582 | 1 | 0 | 0 | 0 | 4074.0493 | 1 | 1 | 523.2274 | 31.1342 | 2560.5481 | 152.3632 | 1500 | 89.2562 | 181.0049 | IBU | 0
4 | 1937 | 1937-07-31 | 10615.4678 | 0 | 52.4044 | 1 | 0 | 0 | 0 | 3583.8875 | 1 | 1 | 624.2546 | 38.3839 | 2537.3855 | 156.0178 | 1500 | 92.2314 | 189.4322 | IBU | 0
4 | 1937 | 1937-08-31 | [19 empty] | 90408.666 | 5559.0122 | 565.9938 | 34.8016 | 565.9938 | 34.8016
4 | 1937 | 1937-09-30 | [7 empty] | 3016.5383 | 1 | [10 empty] | 94463.1523 | 5620.9479 | 479.2887 | 28.5197 | 479.2887 | 28.5197
4 | 1937 | 1937-10-31 | [19 empty] | 95507.4399 | 5872.5236 | 673.721 | 41.4255 | 673.721 | 41.4255
4 | 1937 | 1937-11-30 | [19 empty] | 91785.7744 | 5461.6329 | 0 | 0 | 0 | 0
4 | 1937 | 1937-12-31 | [19 empty] | 0 | 0 | 0 | 0 | 0 | 0
1 | 1938 | 1938-04-30 | 11215.0049 | 1 | 47.3544 | 1 | 5215.0049 | 310.3143 | 1 | 4058 | 1 | 0 | 40.1789 | 2.3908 | 377.0528 | 22.4362 | 1500 | 89.2562 | 101.6697 | UWFE | 0
1 | 1938 | 1938-05-31 | 8562.0957 | 1 | 50.2414 | 1 | 2562.0957 | 157.5371 | 1 | 4488.4585 | 1 | 0 | 664.7729 | 40.8753 | 2143.9324 | 131.8253 | 1500 | 92.2314 | 178.5817 | UWFE | 0
1 | 1938 | 1938-06-30 | 7901.6748 | 0 | 52.2985 | 1 | 0 | 0 | 0 | 4435.9438 | 1 | 0 | 1236.6031 | 73.583 | 2276.9829 | 135.4899 | 1500 | 89.2562 | 193.7926 | UWFE | 0
1 | 1938 | 1938-07-31 | 10626.4932 | 0 | 52.415 | 1 | 0 | 0 | 0 | 4015.3958 | 1 | 0 | 1349.9773 | 83.0069 | 2521.4749 | 155.0394 | 1500 | 92.2314 | 211.2546 | IBU | 0
1 | 1938 | 1938-08-31 | [19 empty] | 89530.1455 | 5504.9941 | 0 | 0 | 0 | 0
1 | 1938 | 1938-09-30 | [7 empty] | 3067.6685 | 1 | [10 empty] | 84308.3066 | 5016.6926 | 0 | 0 | 0 | 0
1 | 1938 | 1938-10-31 | [19 empty] | 94842.9639 | 5831.6665 | 48.3554 | 2.9733 | 48.3554 | 2.9733
1 | 1938 | 1938-11-30 | [19 empty] | 91290.8857 | 5432.1849 | 0 | 0 | 0 | 0
1 | 1938 | 1938-12-31 | [19 empty] | 0 | 0 | 0 | 0 | 0 | 0
3 | 1939 | 1939-04-30 | 5639.229 | 0 | 50.9941 | 1 | 0 | 0 | 0 | 3617.3884 | 1 | 0 | 605.5399 | 36.0321 | 578.7889 | 34.4403 | 1500 | 89.2562 | 124.4924 | UWFE | 0
3 | 1939 | 1939-05-31 | 10183.0283 | 1 | 50.974 | 1 | 4183.0283 | 257.2044 | 1 | 3339.7322 | 1 | 0 | 507.599 | 31.211 | 2184.0237 | 134.2904 | 1500 | 92.2314 | 174.9821 | IBU | 0
3 | 1939 | 1939-06-30 | 12354.2148 | 1 | 52.3855 | 1 | 2354.2148 | 140.0855 | 1 | 2944.5042 | 1 | 0 | 658.929 | 39.209 | 2679.3533 | 159.4326 | 1500 | 89.2562 | 188.577 | IBU | 0
3 | 1939 | 1939-07-31 | 16000 | 1 | 53.5164 | 0 | 0 | 0 | 0 | 2319.4109 | 1 | 0 | 718.1892 | 44.1597 | 2421.5117 | 148.893 | 1500 | 92.2314 | 188.7577 | IBU | 0
3 | 1939 | 1939-08-31 | [19 empty] | 85997.9141 | 5287.8056 | 3226.4531 | 198.3869 | 3226.4531 | 198.3869
3 | 1939 | 1939-09-30 | [7 empty] | 1819.9207 | 1 | [10 empty] | 94525.0498 | 5624.6311 | 1628.0061 | 96.8731 | 1628.0061 | 96.8731
3 | 1939 | 1939-10-31 | [19 empty] | 94233.896 | 5794.2164 | 1678.0692 | 103.1805 | 1678.0692 | 103.1805
3 | 1939 | 1939-11-30 | [19 empty] | 93849.5293 | 5584.4348 | 2018.9309 | 120.1347 | 2018.9309 | 60.0674
3 | 1939 | 1939-12-31 | [19 empty] | 0 | 0 | 1704.9424 | 104.8328 | 0 | 0
2 | 1940 | 1940-04-30 | 3250 | 0 | 50.9426 | 1 | 0 | 0 | 0 | 4211.5957 | 1 | 0 | 253.2779 | 15.0711 | 410.2022 | 24.4087 | 1500 | 89.2562 | 108.9961 | UWFE | 0
2 | 1940 | 1940-05-31 | 5750.9185 | 0 | 51.5146 | 1 | 0 | 0 | 0 | 4218.2231 | 1 | 0 | 465.7007 | 28.6348 | 1936.5457 | 119.0736 | 1500 | 92.2314 | 166.0856 | UWFE | 0
2 | 1940 | 1940-06-30 | 9764.6211 | 0 | 51.4421 | 1 | 0 | 0 | 0 | 3893.9165 | 1 | 0 | 885.6907 | 52.7023 | 2416.4163 | 143.7868 | 1500 | 89.2562 | 187.5007 | IBU | 0
2 | 1940 | 1940-07-31 | 15730.8037 | 1 | 51.38 | 1 | 3730.8037 | 229.3982 | 1 | 3200 | 1 | 0 | 981.2554 | 60.335 | 2562.8928 | 157.5861 | 1500 | 92.2314 | 201.192 | IBU | 0
2 | 1940 | 1940-08-31 | [19 empty] | 88462.9746 | 5439.3763 | 0 | 0 | 0 | 0
2 | 1940 | 1940-09-30 | [7 empty] | 2472.0696 | 1 | [10 empty] | 90576.1445 | 5389.6549 | 254.3345 | 15.134 | 254.3345 | 15.134
2 | 1940 | 1940-10-31 | [19 empty] | 93346.9336 | 5739.6792 | 785.3339 | 48.2883 | 785.3339 | 48.2883
2 | 1940 | 1940-11-30 | [19 empty] | 92458.0693 | 5501.6372 | 1105.5104 | 65.7824 | 1105.5104 | 32.8912
2 | 1940 | 1940-12-31 | [19 empty] | 0 | 0 | 0 | 0 | 0 | 0
1 | 1941 | 1941-04-30 | 13347.3867 | 1 | 47.1024 | 1 | 7347.3867 | 437.1999 | 1 | 4456 | 1 | 0 | 23.2961 | 1.3862 | 258.5183 | 15.3829 | 1500 | 89.2562 | 97.6408 | UWFE | 0
1 | 1941 | 1941-05-31 | 11196.6289 | 1 | 49.2716 | 1 | 5196.6289 | 319.5283 | 1 | 4552 | 1 | 0 | 416.0439 | 25.5815 | 1881.5819 | 115.694 | 1500 | 92.2314 | 162.8692 | UWFE | 0
1 | 1941 | 1941-06-30 | 7959.4507 | 0 | 51.4857 | 1 | 0 | 0 | 0 | 4473.5991 | 1 | 0 | 1200.7139 | 71.4474 | 2235.8164 | 133.0403 | 1500 | 89.2562 | 191.5001 | UWFE | 0
1 | 1941 | 1941-07-31 | 13357.7402 | 1 | 52.4571 | 1 | 1357.7402 | 83.4842 | 1 | 4107.0615 | 1 | 0 | 1380.1753 | 84.8637 | 2616.6782 | 160.8933 | 1500 | 92.2314 | 215.1099 | IBU | 0
1 | 1941 | 1941-08-31 | [19 empty] | 88126.1738 | 5418.6672 | 41.8712 | 2.5746 | 41.8712 | 2.5746
1 | 1941 | 1941-09-30 | [7 empty] | 3115.0088 | 1 | [10 empty] | 83265.2793 | 4954.6282 | 125.058 | 7.4415 | 125.058 | 7.4415
1 | 1941 | 1941-10-31 | [19 empty] | 93057.9199 | 5721.9085 | 404.5907 | 24.8773 | 404.5907 | 24.8773
1 | 1941 | 1941-11-30 | [19 empty] | 90006.7656 | 5355.7745 | 455.629 | 27.1118 | 455.629 | 13.5559
1 | 1941 | 1941-12-31 | [19 empty] | 0 | 0 | 0 | 0 | 0 | 0
1 | 1942 | 1942-04-30 | 3250 | 0 | 49.6966 | 1 | 0 | 0 | 0 | 4509.979 | 1 | 0 | 20.9692 | 1.2478 | 278.1066 | 16.5485 | 1500 | 89.2562 | 98.1543 | UWFE | 0
1 | 1942 | 1942-05-31 | 10224.1553 | 1 | 48.258 | 1 | 4224.1553 | 259.7332 | 1 | 4552 | 1 | 0 | 528.7356 | 32.5107 | 2076.0068 | 127.6487 | 1500 | 92.2314 | 172.3111 | UWFE | 0
1 | 1942 | 1942-06-30 | 7711.707 | 0 | 50.7208 | 1 | 0 | 0 | 0 | 4500 | 1 | 0 | 1239.5582 | 73.7588 | 2346.1777 | 139.6073 | 1500 | 89.2562 | 195.9393 | UWFE | 0
1 | 1942 | 1942-07-31 | 12291.9043 | 1 | 51.1292 | 1 | 291.9043 | 17.9485 | 1 | 3968.4211 | 1 | 0 | 1378.51 | 84.7613 | 2616.6782 | 160.8933 | 1500 | 92.2314 | 215.0587 | IBU | 0
1 | 1942 | 1942-08-31 | [19 empty] | 89122.7676 | 5479.9454 | 0 | 0 | 0 | 0
1 | 1942 | 1942-09-30 | [7 empty] | 2988.8579 | 1 | [10 empty] | 83557.9609 | 4972.044 | 0 | 0 | 0 | 0
1 | 1942 | 1942-10-31 | [19 empty] | 91981.8252 | 5655.742 | 1127.2537 | 69.3121 | 1127.2537 | 69.3121
1 | 1942 | 1942-11-30 | [19 empty] | 90870.3604 | 5407.1619 | 1237.8724 | 73.6585 | 1237.8724 | 36.8293
1 | 1942 | 1942-12-31 | [19 empty] | 0 | 0 | 0 | 0 | 0 | 0
1 | 1943 | 1943-04-30 | 3750.5979 | 0 | 50.0219 | 1 | 0 | 0 | 0 | 4552 | 1 | 0 | 242.1598 | 14.4095 | 409.7 | 24.3788 | 1500 | 89.2562 | 108.6504 | UWFE | 0
1 | 1943 | 1943-05-31 | 7166.1421 | 1 | 50.6322 | 1 | 1166.1421 | 71.7033 | 1 | 4552 | 1 | 0 | 758.1062 | 46.6141 | 2288.5784 | 140.7192 | 1500 | 92.2314 | 185.8981 | UWFE | 0
1 | 1943 | 1943-06-30 | 8327.5449 | 0 | 50.9354 | 1 | 0 | 0 | 0 | 4340.3306 | 1 | 0 | 855.9166 | 50.9306 | 2263.261 | 134.6734 | 1500 | 89.2562 | 182.0582 | UWFE | 0
1 | 1943 | 1943-07-31 | 16000 | 1 | 50.8746 | 1 | 4000 | 245.9504 | 1 | 3628.5266 | 1 | 0 | 941.1246 | 57.8675 | 2607.4685 | 160.327 | 1500 | 92.2314 | 201.3286 | IBU | 0
1 | 1943 | 1943-08-31 | [19 empty] | 88574.7412 | 5446.2486 | 301.3545 | 18.5296 | 301.3545 | 18.5296
1 | 1943 | 1943-09-30 | [7 empty] | 2551.4565 | 1 | [10 empty] | 83754.3652 | 4983.7308 | 0 | 0 | 0 | 0
1 | 1943 | 1943-10-31 | [19 empty] | 91470.8174 | 5624.3213 | 1550.2404 | 95.3206 | 1550.2404 | 95.3206
1 | 1943 | 1943-11-30 | [19 empty] | 89086.3047 | 5301.0033 | 2815.1504 | 167.5131 | 2815.1504 | 83.7565
1 | 1943 | 1943-12-31 | [19 empty] | 0 | 0 | 40.2526 | 2.475 | 0 | 0
4 | 1944 | 1944-04-30 | 3250 | 0 | 50.6062 | 1 | 0 | 0 | 0 | 3187.7554 | 1 | 1 | 104.063 | 6.1922 | 468.9672 | 27.9055 | 653.1499 | 38.8651 | 55.9139 | UWFE | 0
4 | 1944 | 1944-05-31 | 5285.6045 | 0 | 51.9306 | 1 | 0 | 0 | 0 | 3183.9851 | 1 | 1 | 20.6807 | 1.2716 | 2024.6851 | 124.493 | 1042.1973 | 64.0822 | 126.9645 | UWFE | 0
4 | 1944 | 1944-06-30 | 9979.6836 | 0 | 51.4312 | 1 | 0 | 0 | 0 | 2883.6287 | 1 | 1 | 231.6128 | 13.7819 | 2655.6514 | 158.0222 | 1500 | 89.2562 | 175.1583 | IBU | 0
4 | 1944 | 1944-07-31 | 11936.8037 | 0 | 53.4744 | 1 | 0 | 0 | 0 | 2455.5315 | 1 | 1 | 264.6837 | 16.2748 | 2538.0757 | 156.0602 | 1500 | 92.2314 | 178.3989 | IBU | 0
4 | 1944 | 1944-08-31 | [19 empty] | 91194.1172 | 5607.3077 | 1479.6511 | 90.9802 | 1479.6511 | 90.9802
4 | 1944 | 1944-09-30 | [7 empty] | 2136.832 | 1 | [10 empty] | 95026.6343 | 5654.4774 | 1451.7377 | 86.3844 | 1451.7377 | 86.3844
4 | 1944 | 1944-10-31 | [19 empty] | 94521.0581 | 5811.8733 | 1521.927 | 93.5796 | 1521.927 | 93.5796
4 | 1944 | 1944-11-30 | [19 empty] | 96749 | 5756.9653 | 0 | 0 | 0 | 0
4 | 1944 | 1944-12-31 | [19 empty] | 0 | 0 | 2511.2678 | 154.4118 | 0 | 0
3 | 1945 | 1945-04-30 | 3250 | 0 | 50.6697 | 1 | 0 | 0 | 0 | 4155.4067 | 1 | 0 | 245.7053 | 14.6205 | 453.397 | 26.979 | 1303.2493 | 77.5487 | 98.3485 | UWFE | 0
3 | 1945 | 1945-05-31 | 4815.7119 | 0 | 50.9828 | 1 | 0 | 0 | 0 | 4312.3994 | 1 | 0 | 419.0883 | 25.7687 | 2006.5386 | 123.3772 | 1448.3042 | 89.0528 | 163.6257 | UWFE | 0
3 | 1945 | 1945-06-30 | 8762.8174 | 0 | 50.982 | 1 | 0 | 0 | 0 | 4079.3799 | 1 | 0 | 584.3591 | 34.7718 | 2486.4326 | 147.953 | 1500 | 89.2562 | 180.6186 | IBU | 0
3 | 1945 | 1945-07-31 | 13865.9258 | 1 | 50.8347 | 1 | 1865.9258 | 114.7313 | 1 | 3470.7292 | 1 | 0 | 726.7673 | 44.6872 | 2632.5889 | 161.8716 | 1500 | 92.2314 | 195.5108 | IBU | 0
3 | 1945 | 1945-08-31 | [19 empty] | 90106.1162 | 5540.4091 | 465.3352 | 28.6123 | 465.3352 | 28.6123
3 | 1945 | 1945-09-30 | [7 empty] | 2950.8347 | 1 | [10 empty] | 94362.6147 | 5614.9655 | 334.2428 | 19.8888 | 334.2428 | 19.8888
3 | 1945 | 1945-10-31 | [19 empty] | 94737.2158 | 5825.1643 | 526.3936 | 32.3667 | 526.3936 | 32.3667
3 | 1945 | 1945-11-30 | [19 empty] | 93731.1704 | 5577.392 | 697.8735 | 41.5264 | 697.8735 | 20.7632
3 | 1945 | 1945-12-31 | [19 empty] | 0 | 0 | 0 | 0 | 0 | 0
2 | 1946 | 1946-04-30 | 4076.0847 | 0 | 48.8389 | 1 | 0 | 0 | 0 | 4552 | 1 | 0 | 571.7728 | 34.0228 | 546.8182 | 32.5379 | 1500 | 89.2562 | 122.5366 | UWFE | 0
2 | 1946 | 1946-05-31 | 7674.5024 | 1 | 48.6904 | 1 | 1674.5024 | 102.9611 | 1 | 4470.8901 | 1 | 0 | 870.653 | 53.5344 | 2245.0334 | 138.0417 | 1500 | 92.2314 | 188.0195 | UWFE | 0
2 | 1946 | 1946-06-30 | 10991.0703 | 1 | 49.0016 | 1 | 991.0703 | 58.9728 | 1 | 4054.7852 | 1 | 0 | 864.2981 | 51.4293 | 2675.0896 | 159.1789 | 1500 | 89.2562 | 194.5603 | IBU | 0
2 | 1946 | 1946-07-31 | 16000 | 1 | 49.4936 | 1 | 4000 | 245.9504 | 1 | 3315.6355 | 1 | 0 | 929.8784 | 57.176 | 2527.7539 | 155.4255 | 1500 | 92.2314 | 198.5322 | IBU | 0
2 | 1946 | 1946-08-31 | [19 empty] | 88284.5977 | 5428.4083 | 0 | 0 | 0 | 0
2 | 1946 | 1946-09-30 | [7 empty] | 2524.6172 | 1 | [10 empty] | 88618.8271 | 5273.1864 | 0 | 0 | 0 | 0
2 | 1946 | 1946-10-31 | [19 empty] | 91926.4023 | 5652.3342 | 1148.6481 | 70.6276 | 1148.6481 | 70.6276
2 | 1946 | 1946-11-30 | [19 empty] | 91705.3271 | 5456.8459 | 1644.782 | 97.8713 | 1644.782 | 48.9357
2 | 1946 | 1946-12-31 | [19 empty] | 0 | 0 | 0 | 0 | 0 | 0
4 | 1947 | 1947-04-30 | 3250 | 0 | 51.9924 | 1 | 0 | 0 | 0 | 3389.9932 | 1 | 1 | 210.8019 | 12.5436 | 467.4604 | 27.8158 | 1500 | 89.2562 | 109.4359 | UWFE | 0
4 | 1947 | 1947-05-31 | 8656.3467 | 1 | 50.6873 | 1 | 2656.3467 | 163.3324 | 1 | 3099.4897 | 1 | 1 | 304.6068 | 18.7295 | 2205.6235 | 135.6185 | 1500 | 92.2314 | 169.4054 | IBU | 163.3324
4 | 1947 | 1947-06-30 | 10092.335 | 1 | 51.8953 | 1 | 92.335 | 5.4943 | 1 | 2880.8298 | 1 | 1 | 355.6331 | 21.1616 | 2534.7493 | 150.8281 | 1500 | 89.2562 | 175.251 | IBU | 5.4943
4 | 1947 | 1947-07-31 | 13768.3623 | 1 | 53.4525 | 1 | 1768.3623 | 108.7324 | 1 | 2415.1191 | 1 | 1 | 438.7327 | 26.9766 | 2538.0757 | 156.0602 | 1500 | 92.2314 | 183.7498 | IBU | 108.7324
4 | 1947 | 1947-08-31 | [19 empty] | 90847.5518 | 5585.9982 | 1509.7136 | 92.8287 | 1509.7136 | 92.8287
4 | 1947 | 1947-09-30 | [7 empty] | 1968.9127 | 1 | [10 empty] | 94272.1274 | 5609.5811 | 1350.3022 | 80.3486 | 1350.3022 | 80.3486
4 | 1947 | 1947-10-31 | [19 empty] | 96632.9336 | 5941.7275 | 1046.6112 | 64.3536 | 1046.6112 | 64.3536
4 | 1947 | 1947-11-30 | [19 empty] | 96749 | 5756.9653 | 1013.9701 | 60.3354 | 1013.9701 | 30.1677
4 | 1947 | 1947-12-31 | [19 empty] | 0 | 0 | 1615.0374 | 99.3048 | 0 | 0
3 | 1948 | 1948-04-30 | 3250 | 0 | 49.8796 | 1 | 0 | 0 | 0 | 4304.8442 | 1 | 0 | 46.9189 | 2.7919 | 211.8076 | 12.6034 | 1500 | 89.2562 | 96.9538 | UWFE | 0
3 | 1948 | 1948-05-31 | 9188.4805 | 1 | 49.2702 | 1 | 3188.4805 | 196.052 | 1 | 4552 | 1 | 0 | 414.7917 | 25.5046 | 1547.1708 | 95.1318 | 1500 | 92.2314 | 152.5496 | UWFE | 0
3 | 1948 | 1948-06-30 | 8322.8652 | 0 | 51.373 | 1 | 0 | 0 | 0 | 4500 | 1 | 0 | 739.4797 | 44.0021 | 2358.4155 | 140.3355 | 1500 | 89.2562 | 181.425 | UWFE | 0
3 | 1948 | 1948-07-31 | 12203.6953 | 1 | 51.6793 | 1 | 203.6953 | 12.5247 | 1 | 3932.4302 | 1 | 0 | 1057.1549 | 65.0019 | 2632.5889 | 161.8716 | 1500 | 92.2314 | 205.6682 | IBU | 0
3 | 1948 | 1948-08-31 | [19 empty] | 90274.7529 | 5550.7782 | 181.0285 | 11.131 | 181.0285 | 11.131
3 | 1948 | 1948-09-30 | [7 empty] | 3400 | 1 | [10 empty] | 94375.8257 | 5615.7516 | 0 | 0 | 0 | 0
3 | 1948 | 1948-10-31 | [19 empty] | 93532.6089 | 5751.096 | 756.6262 | 46.5231 | 756.6262 | 46.5231
3 | 1948 | 1948-11-30 | [19 empty] | 95683.0312 | 5693.5357 | 1042.5563 | 62.0364 | 1042.5563 | 31.0182
3 | 1948 | 1948-12-31 | [19 empty] | 0 | 0 | 1411.7911 | 86.8077 | 0 | 0
4 | 1949 | 1949-04-30 | 3250 | 0 | 51.6989 | 1 | 0 | 0 | 0 | 4435.8999 | 1 | 1 | 261.8059 | 15.5785 | 454.9038 | 27.0687 | 1500 | 89.2562 | 110.5798 | UWFE | 0
4 | 1949 | 1949-05-31 | 6600.4927 | 1 | 50.5308 | 1 | 600.4927 | 36.9229 | 1 | 4429.8804 | 1 | 1 | 565.0432 | 34.7431 | 2066.1624 | 127.0434 | 1500 | 92.2314 | 173.1247 | UWFE | 36.9229
4 | 1949 | 1949-06-30 | 9891.2217 | 0 | 51.3591 | 1 | 0 | 0 | 0 | 4039.3413 | 1 | 1 | 696.9446 | 41.4711 | 2712.6807 | 161.4157 | 1500 | 89.2562 | 190.6996 | IBU | 0
4 | 1949 | 1949-07-31 | 14543.4053 | 1 | 50.8896 | 1 | 2543.4053 | 156.3879 | 1 | 3385.6567 | 1 | 1 | 761.8835 | 46.8464 | 2538.0757 | 156.0602 | 1500 | 92.2314 | 193.6847 | IBU | 156.3879
4 | 1949 | 1949-08-31 | [19 empty] | 90977.3701 | 5593.9804 | 2030.7351 | 124.865 | 2030.7351 | 124.865
4 | 1949 | 1949-09-30 | [7 empty] | 3001.7329 | 1 | [10 empty] | 94939.002 | 5649.2629 | 1015.7755 | 60.4428 | 1015.7755 | 60.4428
4 | 1949 | 1949-10-31 | [19 empty] | 93926.5708 | 5775.3197 | 1726.7583 | 106.1742 | 1726.7583 | 106.1742
4 | 1949 | 1949-11-30 | [19 empty] | 93878.3037 | 5586.147 | 814.2058 | 48.4486 | 814.2058 | 24.2243
4 | 1949 | 1949-12-31 | [19 empty] | 0 | 0 | 1528.5476 | 93.9867 | 0 | 0
4 | 1950 | 1950-04-30 | 3250 | 0 | 51.199 | 1 | 0 | 0 | 0 | 4233.7075 | 1 | 1 | 269.7053 | 16.0486 | 500.6099 | 29.7884 | 1500 | 89.2562 | 112.1747 | UWFE | 0
4 | 1950 | 1950-05-31 | 6396.6948 | 1 | 50.9867 | 1 | 396.6948 | 24.3918 | 1 | 4172.8188 | 1 | 1 | 221.0393 | 13.5912 | 2273.5491 | 139.7951 | 1500 | 92.2314 | 168.9245 | UWFE | 24.3918
4 | 1950 | 1950-06-30 | 8106.1187 | 0 | 51.3961 | 1 | 0 | 0 | 0 | 3898.8838 | 1 | 1 | 433.4818 | 25.794 | 2603.5125 | 154.9197 | 1500 | 89.2562 | 179.6131 | IBU | 0
4 | 1950 | 1950-07-31 | 9670.4365 | 0 | 52.2543 | 1 | 0 | 0 | 0 | 3515.8723 | 1 | 1 | 482.35 | 29.6585 | 2632.5889 | 161.8716 | 1500 | 92.2314 | 187.9965 | IBU | 0
4 | 1950 | 1950-08-31 | [19 empty] | 90741.2334 | 5579.461 | 437.0708 | 26.8744 | 437.0708 | 26.8744
4 | 1950 | 1950-09-30 | [7 empty] | 3133.936 | 1 | [10 empty] | 95235.519 | 5666.9069 | 0 | 0 | 0 | 0
4 | 1950 | 1950-10-31 | [19 empty] | 91664.6934 | 5636.2423 | 1385.6233 | 85.1987 | 1385.6233 | 85.1987
4 | 1950 | 1950-11-30 | [19 empty] | 88639.3223 | 5274.406 | 0 | 0 | 0 | 0
4 | 1950 | 1950-12-31 | [19 empty] | 0 | 0 | 0 | 0 | 0 | 0
2 | 1951 | 1951-04-30 | 3250 | 0 | 50.0263 | 1 | 0 | 0 | 0 | 4516.4619 | 1 | 0 | 285.896 | 17.012 | 523.7141 | 31.1632 | 870.4789 | 51.7971 | 75.8847 | UWFE | 0
2 | 1951 | 1951-05-31 | 6537.2441 | 1 | 50.0782 | 1 | 537.2441 | 33.0339 | 1 | 4552 | 1 | 0 | 725.9411 | 44.6364 | 1961.9442 | 120.6352 | 1500 | 92.2314 | 174.8672 | UWFE | 0
2 | 1951 | 1951-06-30 | 10659.2461 | 1 | 49.9268 | 1 | 659.2461 | 39.2279 | 1 | 4123.9614 | 1 | 0 | 977.7628 | 58.1809 | 2422.4946 | 144.1484 | 1500 | 89.2562 | 190.4209 | IBU | 0
2 | 1951 | 1951-07-31 | 16000 | 1 | 50.0006 | 1 | 4000 | 245.9504 | 1 | 3378.9827 | 1 | 0 | 1073.9122 | 66.0323 | 2562.8928 | 157.5861 | 1500 | 92.2314 | 204.0406 | IBU | 0
2 | 1951 | 1951-08-31 | [19 empty] | 88694.9902 | 5453.6424 | 0 | 0 | 0 | 0
2 | 1951 | 1951-09-30 | [7 empty] | 2661.9062 | 1 | [10 empty] | 90025.668 | 5356.8993 | 0 | 0 | 0 | 0
2 | 1951 | 1951-10-31 | [19 empty] | 92899.103 | 5712.1432 | 951.9967 | 58.536 | 951.9967 | 58.536
2 | 1951 | 1951-11-30 | [19 empty] | 91653.6699 | 5453.7721 | 1099.9492 | 65.4515 | 1099.9492 | 32.7258
2 | 1951 | 1951-12-31 | [19 empty] | 0 | 0 | 0 | 0 | 0 | 0
1 | 1952 | 1952-04-30 | 16481.4199 | 1 | 46.812 | 1 | 10481.4199 | 623.6878 | 1 | 4290 | 1 | 0 | 93.1022 | 5.54 | 430.7951 | 25.6341 | 1500 | 89.2562 | 104.8432 | UWFE | 0
1 | 1952 | 1952-05-31 | 7205.1543 | 1 | 49.9088 | 1 | 1205.1543 | 74.102 | 1 | 4552 | 1 | 0 | 740.7537 | 45.5472 | 2298.9478 | 141.3568 | 1500 | 92.2314 | 185.6834 | UWFE | 0
1 | 1952 | 1952-06-30 | 6688.2456 | 0 | 51.4966 | 1 | 0 | 0 | 0 | 4500 | 1 | 0 | 1056.9393 | 62.8923 | 2224.6392 | 132.3752 | 1500 | 89.2562 | 186.8899 | UWFE | 0
1 | 1952 | 1952-07-31 | 9808.5918 | 0 | 52.4523 | 1 | 0 | 0 | 0 | 4145.5332 | 1 | 0 | 1272.6998 | 78.2553 | 2503.0557 | 153.9069 | 1500 | 92.2314 | 208.3125 | UWFE | 0
1 | 1952 | 1952-08-31 | [19 empty] | 88187.665 | 5422.4482 | 0 | 0 | 0 | 0
1 | 1952 | 1952-09-30 | [7 empty] | 3316.7529 | 1 | [10 empty] | 87814.3584 | 5225.3172 | 38.3109 | 2.2797 | 38.3109 | 2.2797
1 | 1952 | 1952-10-31 | [19 empty] | 92103.1167 | 5663.1999 | 203.0086 | 12.4825 | 203.0086 | 12.4825
1 | 1952 | 1952-11-30 | [19 empty] | 89899.2256 | 5349.3754 | 736.8885 | 43.8479 | 736.8885 | 21.924
1 | 1952 | 1952-12-31 | [19 empty] | 0 | 0 | 0 | 0 | 0 | 0
1 | 1953 | 1953-04-30 | 5435.791 | 0 | 48.9836 | 1 | 0 | 0 | 0 | 4552 | 1 | 0 | 445.4772 | 26.5077 | 432.8041 | 25.7536 | 1500 | 89.2562 | 115.3869 | UWFE | 0
1 | 1953 | 1953-05-31 | 9500.9639 | 1 | 48.5261 | 1 | 3500.9639 | 215.2659 | 1 | 4552 | 1 | 0 | 730.5885 | 44.9221 | 2213.4006 | 136.0967 | 1500 | 92.2314 | 182.7408 | UWFE | 0
1 | 1953 | 1953-06-30 | 8763.9053 | 0 | 50.4203 | 1 | 0 | 0 | 0 | 4500 | 1 | 0 | 1097.9736 | 65.334 | 2273.6465 | 135.2914 | 1500 | 89.2562 | 189.5689 | UWFE | 0
1 | 1953 | 1953-07-31 | 14905.9033 | 1 | 51.295 | 1 | 2905.9033 | 178.677 | 1 | 3867.5134 | 1 | 0 | 1282.4961 | 78.8576 | 2616.6782 | 160.8933 | 1500 | 92.2314 | 212.1068 | IBU | 0
1 | 1953 | 1953-08-31 | [19 empty] | 89655.0713 | 5512.6755 | 19.6381 | 1.2075 | 19.6381 | 1.2075
1 | 1953 | 1953-09-30 | [7 empty] | 3007.0503 | 1 | [10 empty] | 85167.9883 | 5067.8472 | 0 | 0 | 0 | 0
1 | 1953 | 1953-10-31 | [19 empty] | 90385.585 | 5557.593 | 1224.5797 | 75.2965 | 1224.5797 | 75.2965
1 | 1953 | 1953-11-30 | [19 empty] | 88062.6611 | 5240.0922 | 1707.2793 | 101.5902 | 1707.2793 | 50.7951
1 | 1953 | 1953-12-31 | [19 empty] | 0 | 0 | 98.7508 | 6.0719 | 0 | 0
2 | 1954 | 1954-04-30 | 10966.7246 | 1 | 48.7392 | 1 | 4966.7246 | 295.5406 | 1 | 4546 | 1 | 0 | 33.8696 | 2.0154 | 347.9214 | 20.7028 | 1500 | 89.2562 | 100.6153 | UWFE | 0
2 | 1954 | 1954-05-31 | 7140.4268 | 1 | 50.8273 | 1 | 1140.4268 | 70.1221 | 1 | 4520.7495 | 1 | 0 | 705.2218 | 43.3624 | 2247.1011 | 138.1689 | 1500 | 92.2314 | 182.997 | UWFE | 0
2 | 1954 | 1954-06-30 | 10288.1543 | 1 | 50.714 | 1 | 288.1543 | 17.1464 | 1 | 4172.916 | 1 | 0 | 1051.8853 | 62.5915 | 2396.1545 | 142.5811 | 1500 | 89.2562 | 191.8425 | IBU | 0
2 | 1954 | 1954-07-31 | 16000 | 1 | 51.3267 | 1 | 4000 | 245.9504 | 1 | 3484.4351 | 1 | 0 | 1187.8694 | 73.0392 | 2562.8928 | 157.5861 | 1500 | 92.2314 | 207.5441 | IBU | 0
2 | 1954 | 1954-08-31 | [19 empty] | 89107.3271 | 5478.996 | 0 | 0 | 0 | 0
2 | 1954 | 1954-09-30 | [7 empty] | 2910.6812 | 1 | [10 empty] | 89705.001 | 5337.8182 | 0 | 0 | 0 | 0
2 | 1954 | 1954-10-31 | [19 empty] | 92851.604 | 5709.2226 | 798.4457 | 49.0945 | 798.4457 | 49.0945
2 | 1954 | 1954-11-30 | [19 empty] | 92153.2515 | 5483.4993 | 832.2526 | 49.5225 | 832.2526 | 24.7612
2 | 1954 | 1954-12-31 | [19 empty] | 0 | 0 | 0 | 0 | 0 | 0
4 | 1955 | 1955-04-30 | 3250 | 0 | 50.4513 | 1 | 0 | 0 | 0 | 3900.9666 | 1 | 1 | 222.8969 | 13.2633 | 466.9581 | 27.7859 | 1500 | 89.2562 | 109.7808 | UWFE | 0
4 | 1955 | 1955-05-31 | 5268.8193 | 0 | 51.6167 | 1 | 0 | 0 | 0 | 4019.9189 | 1 | 1 | 365.3899 | 22.4669 | 2265.772 | 139.3169 | 1486.1831 | 91.3818 | 172.2738 | UWFE | 0
4 | 1955 | 1955-06-30 | 9586.7441 | 0 | 51.2535 | 1 | 0 | 0 | 0 | 3710.1033 | 1 | 1 | 444.3331 | 26.4397 | 2712.6807 | 161.4157 | 1500 | 89.2562 | 183.1839 | IBU | 0
4 | 1955 | 1955-07-31 | 14380.9561 | 1 | 51.8714 | 1 | 2380.9561 | 146.3993 | 1 | 3124.1541 | 1 | 1 | 487.4453 | 29.9718 | 2538.0757 | 156.0602 | 1500 | 92.2314 | 185.2474 | IBU | 146.3993
4 | 1955 | 1955-08-31 | [19 empty] | 91467.54 | 5624.1198 | 1565.8888 | 96.2827 | 1565.8888 | 96.2827
4 | 1955 | 1955-09-30 | [7 empty] | 2864.9436 | 1 | [10 empty] | 95723.1929 | 5695.9255 | 813.699 | 48.4185 | 813.699 | 48.4185
4 | 1955 | 1955-10-31 | [19 empty] | 94019.6997 | 5781.046 | 1413.0873 | 86.8874 | 1413.0873 | 86.8874
4 | 1955 | 1955-11-30 | [19 empty] | 96749 | 5756.9653 | 1431.4788 | 85.1789 | 1431.4788 | 42.5895
4 | 1955 | 1955-12-31 | [19 empty] | 0 | 0 | 0 | 0 | 0 | 0
1 | 1956 | 1956-04-30 | 3250 | 0 | 49.8951 | 1 | 0 | 0 | 0 | 4525.9761 | 1 | 0 | 274.4471 | 16.3307 | 472.9853 | 28.1446 | 1500 | 89.2562 | 111.4939 | UWFE | 0
1 | 1956 | 1956-05-31 | 9877.4131 | 1 | 47.8752 | 1 | 3877.4131 | 238.4128 | 1 | 4552 | 1 | 0 | 735.6575 | 45.2338 | 2024.1602 | 124.4608 | 1500 | 92.2314 | 177.0787 | UWFE | 0
1 | 1956 | 1956-06-30 | 7543.416 | 0 | 50.0897 | 1 | 0 | 0 | 0 | 4426.123 | 1 | 0 | 1099.931 | 65.4504 | 2200.5312 | 130.9407 | 1500 | 89.2562 | 187.4518 | UWFE | 0
1 | 1956 | 1956-07-31 | 11823.9668 | 0 | 50.2826 | 1 | 0 | 0 | 0 | 3905.5474 | 1 | 0 | 1282.6154 | 78.8649 | 2616.6782 | 160.8933 | 1500 | 92.2314 | 212.1105 | IBU | 0
1 | 1956 | 1956-08-31 | [19 empty] | 90474.1582 | 5563.0391 | 0 | 0 | 0 | 0
1 | 1956 | 1956-09-30 | [7 empty] | 3055.8276 | 1 | [10 empty] | 84431.8018 | 5024.0411 | 0 | 0 | 0 | 0
1 | 1956 | 1956-10-31 | [19 empty] | 92823.0757 | 5707.4685 | 524.9938 | 32.2806 | 524.9938 | 32.2806
1 | 1956 | 1956-11-30 | [19 empty] | 87816.9082 | 5225.4689 | 630.5883 | 37.5226 | 630.5883 | 18.7613
1 | 1956 | 1956-12-31 | [19 empty] | 0 | 0 | 0 | 0 | 0 | 0
2 | 1957 | 1957-04-30 | 3250 | 0 | 51.2174 | 1 | 0 | 0 | 0 | 4535.7544 | 1 | 0 | 473.61 | 28.1818 | 459.4242 | 27.3376 | 1500 | 89.2562 | 117.0159 | UWFE | 0
2 | 1957 | 1957-05-31 | 10383.7988 | 1 | 50.1161 | 1 | 4383.7988 | 269.5493 | 1 | 4552 | 1 | 0 | 717.7584 | 44.1332 | 2044.8989 | 125.7359 | 1500 | 92.2314 | 177.166 | UWFE | 0
2 | 1957 | 1957-06-30 | 9041.2539 | 0 | 52.2485 | 1 | 0 | 0 | 0 | 4290.394 | 1 | 0 | 866.6025 | 51.5664 | 2422.4946 | 144.1484 | 1500 | 89.2562 | 187.1136 | IBU | 0
2 | 1957 | 1957-07-31 | 16000 | 1 | 51.8162 | 1 | 4000 | 245.9504 | 1 | 3601.6663 | 1 | 0 | 947.8796 | 58.2828 | 2467.6895 | 151.7323 | 1500 | 92.2314 | 197.239 | IBU | 0
2 | 1957 | 1957-08-31 | [19 empty] | 89621.124 | 5510.5881 | 972.9947 | 59.8271 | 972.9947 | 59.8271
2 | 1957 | 1957-09-30 | [7 empty] | 3041.053 | 1 | [10 empty] | 90649.2773 | 5394.0066 | 579.7745 | 34.499 | 579.7745 | 34.499
2 | 1957 | 1957-10-31 | [19 empty] | 94373.6128 | 5802.8073 | 1307.7252 | 80.4089 | 1307.7252 | 80.4089
2 | 1957 | 1957-11-30 | [19 empty] | 91059.4033 | 5418.4108 | 2291.8242 | 136.373 | 2291.8242 | 68.1865
2 | 1957 | 1957-12-31 | [19 empty] | 0 | 0 | 0 | 0 | 0 | 0
1 | 1958 | 1958-04-30 | 11542.2393 | 1 | 47.7729 | 1 | 5542.2393 | 329.7861 | 1 | 4173 | 1 | 0 | 28.5275 | 1.6975 | 286.1428 | 17.0267 | 1500 | 89.2562 | 98.6183 | UWFE | 0
1 | 1958 | 1958-05-31 | 6985.3262 | 1 | 51.3851 | 1 | 985.3262 | 60.5853 | 1 | 4552 | 1 | 0 | 454.2844 | 27.9329 | 1943.7979 | 119.5195 | 1500 | 92.2314 | 165.9576 | UWFE | 0
1 | 1958 | 1958-06-30 | 8232.1523 | 0 | 51.6816 | 1 | 0 | 0 | 0 | 4500 | 1 | 0 | 1154.1927 | 68.6792 | 2269.7261 | 135.0581 | 1500 | 89.2562 | 191.1249 | UWFE | 0
1 | 1958 | 1958-07-31 | 12357.0049 | 1 | 52.2247 | 1 | 357.0049 | 21.9514 | 1 | 4105.7368 | 1 | 0 | 1329.9095 | 81.773 | 2552.2114 | 156.9294 | 1500 | 92.2314 | 211.5826 | IBU | 0
1 | 1958 | 1958-08-31 | [19 empty] | 87940.8721 | 5407.2735 | 0 | 0 | 0 | 0
1 | 1958 | 1958-09-30 | [7 empty] | 3174.582 | 1 | [10 empty] | 84527.9521 | 5029.7624 | 0 | 0 | 0 | 0
1 | 1958 | 1958-10-31 | [19 empty] | 92967.8687 | 5716.3714 | 50.6989 | 3.1174 | 50.6989 | 3.1174
1 | 1958 | 1958-11-30 | [19 empty] | 88886.126 | 5289.0918 | 1516.7578 | 90.2534 | 1516.7578 | 45.1267
1 | 1958 | 1958-12-31 | [19 empty] | 0 | 0 | 0 | 0 | 0 | 0
3 | 1959 | 1959-04-30 | 4176.9141 | 0 | 52.521 | 1 | 0 | 0 | 0 | 4402.9878 | 1 | 0 | 220.1043 | 13.0971 | 554.8545 | 33.0161 | 1474.0967 | 87.7148 | 110.7715 | UWFE | 0
3 | 1959 | 1959-05-31 | 8032.0801 | 1 | 51.6039 | 1 | 2032.0801 | 124.9477 | 1 | 4231.4053 | 1 | 0 | 634.8976 | 39.0383 | 2338.3577 | 143.78 | 1500 | 92.2314 | 183.6406 | UWFE | 0
3 | 1959 | 1959-06-30 | 12238.9375 | 1 | 51.9429 | 1 | 2238.9375 | 133.226 | 1 | 3758.0562 | 1 | 0 | 756.1251 | 44.9926 | 2677.3357 | 159.3125 | 1500 | 89.2562 | 191.4088 | IBU | 0
3 | 1959 | 1959-07-31 | 16000 | 1 | 52.9363 | 1 | 4000 | 245.9504 | 1 | 3122.5605 | 1 | 0 | 824.8505 | 50.7181 | 2537.3855 | 156.0178 | 1500 | 92.2314 | 195.5993 | IBU | 0
3 | 1959 | 1959-08-31 | [19 empty] | 87769.9443 | 5396.7635 | 580.9988 | 35.7242 | 580.9988 | 35.7242
3 | 1959 | 1959-09-30 | [7 empty] | 2777.2996 | 1 | [10 empty] | 94751.3535 | 5638.0971 | 162.4661 | 9.6674 | 162.4661 | 9.6674
3 | 1959 | 1959-10-31 | [19 empty] | 93413.3604 | 5743.7636 | 1540.0111 | 94.6916 | 1540.0111 | 94.6916
3 | 1959 | 1959-11-30 | [19 empty] | 92727.7559 | 5517.6846 | 1347.0541 | 80.1553 | 1347.0541 | 40.0776
3 | 1959 | 1959-12-31 | [19 empty] | 0 | 0 | 2025.1993 | 124.5247 | 0 | 0
4 | 1960 | 1960-04-30 | 7127.0625 | 1 | 49.9112 | 1 | 1127.0625 | 67.0649 | 1 | 4172.9888 | 1 | 1 | 16.4874 | 0.98107 | 466.4559 | 27.7561 | 1500 | 89.2562 | 103.6248 | UWFE | 67.0649
4 | 1960 | 1960-05-31 | 4957.1445 | 0 | 52.5273 | 1 | 0 | 0 | 0 | 4264.8516 | 1 | 1 | 320.0725 | 19.6805 | 2099.8628 | 129.1155 | 998.0752 | 61.3693 | 135.7673 | UWFE | 0
4 | 1960 | 1960-06-30 | 13233.9727 | 1 | 51.4405 | 1 | 3233.9727 | 192.4347 | 1 | 3735.5588 | 1 | 1 | 457.7018 | 27.2352 | 2712.6807 | 161.4157 | 1500 | 89.2562 | 183.5816 | IBU | 183.5816
4 | 1960 | 1960-07-31 | 13995.5498 | 1 | 52.786 | 1 | 1995.5498 | 122.7016 | 1 | 3174.9954 | 1 | 1 | 499.181 | 30.6934 | 2441.2615 | 150.1073 | 1500 | 92.2314 | 182.6318 | IBU | 122.7016
4 | 1960 | 1960-08-31 | [19 empty] | 90376.2197 | 5557.0171 | 1283.535 | 78.9215 | 1283.535 | 78.9215
4 | 1960 | 1960-09-30 | [7 empty] | 2747.3599 | 1 | [10 empty] | 93859.9321 | 5585.0538 | 1185.9482 | 70.5688 | 1185.9482 | 70.5688
4 | 1960 | 1960-10-31 | [19 empty] | 93911.3975 | 5774.3868 | 1660.7848 | 102.1177 | 1660.7848 | 102.1177
4 | 1960 | 1960-11-30 | [19 empty] | 96749 | 5756.9653 | 409.7125 | 24.3796 | 409.7125 | 12.1898
4 | 1960 | 1960-12-31 | [19 empty] | 0 | 0 | 2387.1279 | 146.7788 | 0 | 0
4 | 1961 | 1961-04-30 | 3330.928 | 0 | 51.2625 | 1 | 0 | 0 | 0 | 4552 | 1 | 1 | 224.1461 | 13.3376 | 461.4332 | 27.4572 | 1500 | 89.2562 | 109.6536 | UWFE | 0
4 | 1961 | 1961-05-31 | 7787.1885 | 1 | 50.2406 | 1 | 1787.1885 | 109.8899 | 1 | 4502.2798 | 1 | 1 | 270.7625 | 16.6485 | 2241.9163 | 137.8501 | 1500 | 92.2314 | 169.4807 | UWFE | 109.8899
4 | 1961 | 1961-06-30 | 10063.0752 | 1 | 51.53 | 1 | 63.0752 | 3.7532 | 1 | 4143.2856 | 1 | 1 | 520.3307 | 30.9618 | 2605.4656 | 155.036 | 1500 | 89.2562 | 182.2551 | IBU | 3.7532
4 | 1961 | 1961-07-31 | 16000 | 1 | 51.3744 | 1 | 4000 | 245.9504 | 1 | 3417.938 | 1 | 1 | 610.1761 | 37.5183 | 2538.0757 | 156.0602 | 1500 | 92.2314 | 189.0206 | IBU | 189.0206
4 | 1961 | 1961-08-31 | [19 empty] | 90140.4219 | 5542.5185 | 3366.3738 | 206.9903 | 3366.3738 | 206.9903
4 | 1961 | 1961-09-30 | [7 empty] | 3030.2942 | 1 | [10 empty] | 94542.3823 | 5625.6624 | 1068.3673 | 63.5723 | 1068.3673 | 63.5723
4 | 1961 | 1961-10-31 | [19 empty] | 92871.4131 | 5710.4406 | 2354.5803 | 144.7775 | 2354.5803 | 144.7775
4 | 1961 | 1961-11-30 | [19 empty] | 95558.9888 | 5686.1547 | 1388.9673 | 82.6493 | 1388.9673 | 41.3246
4 | 1961 | 1961-12-31 | [19 empty] | 0 | 0 | 1553.0544 | 95.4936 | 0 | 0
3 | 1962 | 1962-04-30 | 3754.135 | 0 | 51.1166 | 1 | 0 | 0 | 0 | 4552 | 1 | 0 | 412.5512 | 24.5485 | 496.0895 | 29.5194 | 1500 | 89.2562 | 116.2901 | UWFE | 0
3 | 1962 | 1962-05-31 | 8163.2202 | 1 | 49.7835 | 1 | 2163.2202 | 133.0112 | 1 | 4418.8945 | 1 | 0 | 657.1561 | 40.407 | 2288.5784 | 140.7192 | 1500 | 92.2314 | 182.7945 | UWFE | 0
3 | 1962 | 1962-06-30 | 9541.0107 | 0 | 50.6775 | 1 | 0 | 0 | 0 | 4081.9338 | 1 | 0 | 805.9758 | 47.9589 | 2523.6528 | 150.1678 | 1500 | 89.2562 | 188.3195 | IBU | 0
3 | 1962 | 1962-07-31 | 15542.7832 | 1 | 50.5078 | 1 | 3542.7832 | 217.8372 | 1 | 3381.1711 | 1 | 0 | 930.3408 | 57.2044 | 2537.3855 | 156.0178 | 1500 | 92.2314 | 198.8425 | IBU | 0
3 | 1962 | 1962-08-31 | [19 empty] | 90501.5059 | 5564.7207 | 326.014 | 20.0458 | 326.014 | 20.0458
3 | 1962 | 1962-09-30 | [7 empty] | 3012.7175 | 1 | [10 empty] | 94563.6353 | 5626.9271 | 0 | 0 | 0 | 0
3 | 1962 | 1962-10-31 | [19 empty] | 91099.3086 | 5601.4781 | 0 | 0 | 0 | 0
3 | 1962 | 1962-11-30 | [19 empty] | 94435.6953 | 5619.3141 | 0 | 0 | 0 | 0
3 | 1962 | 1962-12-31 | [19 empty] | 0 | 0 | 0 | 0 | 0 | 0
1 | 1963 | 1963-04-30 | 30893.4492 | 1 | 48.0211 | 1 | 24893.4492 | 1481.2631 | 1 | 4137 | 1 | 0 | 15.7005 | 0.93425 | 254.5001 | 15.1438 | 1500 | 89.2562 | 97.2952 | UWFE | 0
1 | 1963 | 1963-05-31 | 4724.0718 | 0 | 52.6576 | 1 | 0 | 0 | 0 | 4552 | 1 | 0 | 528.8322 | 32.5166 | 2086.3762 | 128.2863 | 1500 | 92.2314 | 172.6329 | UWFE | 0
1 | 1963 | 1963-06-30 | 8594.7188 | 0 | 52.5437 | 1 | 0 | 0 | 0 | 4318.4883 | 1 | 0 | 1228.4559 | 73.0982 | 2324.6143 | 138.3242 | 1500 | 89.2562 | 194.9674 | IBU | 0
1 | 1963 | 1963-07-31 | 16000 | 1 | 52.1096 | 1 | 4000 | 245.9504 | 1 | 3649.5266 | 1 | 0 | 1381.7018 | 84.9575 | 2521.4749 | 155.0394 | 1500 | 92.2314 | 212.2299 | IBU | 0
1 | 1963 | 1963-08-31 | [19 empty] | 89286.8535 | 5490.0346 | 0 | 0 | 0 | 0
1 | 1963 | 1963-09-30 | [7 empty] | 2718.1057 | 1 | [10 empty] | 84976.958 | 5056.4801 | 0 | 0 | 0 | 0
1 | 1963 | 1963-10-31 | [19 empty] | 92588.9097 | 5693.0701 | 1189.5573 | 73.143 | 1189.5573 | 73.143
1 | 1963 | 1963-11-30 | [19 empty] | 93790.8306 | 5580.942 | 1109.0795 | 65.9948 | 1109.0795 | 32.9974
1 | 1963 | 1963-12-31 | [19 empty] | 0 | 0 | 347.9604 | 21.3952 | 0 | 0
4 | 1964 | 1964-04-30 | 6091.9458 | 1 | 49.5505 | 1 | 91.9458 | 5.4712 | 1 | 3746.6431 | 1 | 1 | 316.7788 | 18.8496 | 564.8998 | 33.6139 | 1500 | 89.2562 | 115.488 | UWFE | 5.4712
4 | 1964 | 1964-05-31 | 6700.6343 | 1 | 50.719 | 1 | 700.6343 | 43.0803 | 1 | 3609.583 | 1 | 1 | 332.7473 | 20.4598 | 2309.8418 | 142.0266 | 1500 | 92.2314 | 173.4746 | UWFE | 43.0803
4 | 1964 | 1964-06-30 | 8947.915 | 0 | 51.8991 | 1 | 0 | 0 | 0 | 3402.845 | 1 | 1 | 359.1174 | 21.369 | 2607.7468 | 155.1717 | 1500 | 89.2562 | 177.5265 | IBU | 0
4 | 1964 | 1964-07-31 | 14511.1045 | 1 | 52.2635 | 1 | 2511.1045 | 154.4018 | 1 | 2786.1204 | 1 | 1 | 422.4683 | 25.9766 | 2533.6196 | 155.7862 | 1500 | 92.2314 | 183.1128 | IBU | 154.4018
4 | 1964 | 1964-08-31 | [19 empty] | 91194.7256 | 5607.3451 | 771.8971 | 47.4621 | 771.8971 | 47.4621
4 | 1964 | 1964-09-30 | [7 empty] | 2475.9597 | 1 | [10 empty] | 95000.5879 | 5652.9275 | 1010.3552 | 60.1203 | 1010.3552 | 60.1203
4 | 1964 | 1964-10-31 | [19 empty] | 94941.0786 | 5837.6994 | 1503.1575 | 92.4256 | 1503.1575 | 92.4256
4 | 1964 | 1964-11-30 | [19 empty] | 96749 | 5756.9653 | 1991.6625 | 118.5121 | 1991.6625 | 59.2561
4 | 1964 | 1964-12-31 | [19 empty] | 0 | 0 | 0 | 0 | 0 | 0
1 | 1965 | 1965-04-30 | 6748.3589 | 1 | 46.9475 | 1 | 748.3589 | 44.5304 | 1 | 4500 | 1 | 0 | 15.9951 | 0.95177 | 409.7 | 24.3788 | 1500 | 89.2562 | 101.9215 | UWFE | 0
1 | 1965 | 1965-05-31 | 6685.5464 | 1 | 49.0954 | 1 | 685.5464 | 42.1526 | 1 | 4530.542 | 1 | 0 | 633.975 | 38.9816 | 2257.9951 | 138.8387 | 1500 | 92.2314 | 181.1416 | UWFE | 0
1 | 1965 | 1965-06-30 | 8087.3091 | 0 | 49.5362 | 1 | 0 | 0 | 0 | 4283.3418 | 1 | 0 | 838.3341 | 49.8843 | 2334.416 | 138.9074 | 1500 | 89.2562 | 183.6521 | UWFE | 0
1 | 1965 | 1965-07-31 | 16000 | 1 | 49.4431 | 1 | 4000 | 245.9504 | 1 | 3588.6501 | 1 | 0 | 922.0832 | 56.6967 | 2612.0735 | 160.6101 | 1500 | 92.2314 | 200.8848 | IBU | 0
1 | 1965 | 1965-08-31 | [19 empty] | 91045.6006 | 5598.1758 | 0 | 0 | 0 | 0
1 | 1965 | 1965-09-30 | [7 empty] | 2849.3286 | 1 | [10 empty] | 86410.6357 | 5141.7899 | 0 | 0 | 0 | 0
1 | 1965 | 1965-10-31 | [19 empty] | 91501.9746 | 5626.2371 | 958.2055 | 58.9178 | 958.2055 | 58.9178
1 | 1965 | 1965-11-30 | [19 empty] | 92705.7603 | 5516.3758 | 425.1225 | 25.2965 | 425.1225 | 12.6483
1 | 1965 | 1965-12-31 | [19 empty] | 0 | 0 | 0 | 0 | 0 | 0
3 | 1966 | 1966-04-30 | 4292.8887 | 0 | 49.8692 | 1 | 0 | 0 | 0 | 4552 | 1 | 0 | 529.8277 | 31.5269 | 552.3431 | 32.8667 | 1500 | 89.2562 | 121.453 | UWFE | 0
3 | 1966 | 1966-05-31 | 8730.6592 | 1 | 49.4726 | 1 | 2730.6592 | 167.9017 | 1 | 4347.7725 | 1 | 0 | 640.7465 | 39.398 | 2340.425 | 143.9071 | 1500 | 92.2314 | 183.884 | IBU | 0
3 | 1966 | 1966-06-30 | 13508.8633 | 1 | 49.8644 | 1 | 3508.8633 | 208.7919 | 1 | 3800.2344 | 1 | 0 | 770.6282 | 45.8556 | 2661.6143 | 158.377 | 1500 | 89.2562 | 191.3725 | IBU | 0
3 | 1966 | 1966-07-31 | 16000 | 1 | 50.8349 | 1 | 4000 | 245.9504 | 1 | 3119.6094 | 1 | 0 | 838.9403 | 51.5844 | 2521.1633 | 155.0203 | 1500 | 92.2314 | 195.5338 | IBU | 0
3 | 1966 | 1966-08-31 | [19 empty] | 87234.4795 | 5363.8391 | 442.3545 | 27.1993 | 442.3545 | 27.1993
3 | 1966 | 1966-09-30 | [7 empty] | 2583.3672 | 1 | [10 empty] | 92546.8853 | 5506.9221 | 418.4725 | 24.9008 | 418.4725 | 24.9008
3 | 1966 | 1966-10-31 | [19 empty] | 93829.6924 | 5769.3629 | 1319.8214 | 81.1527 | 1319.8214 | 81.1527
3 | 1966 | 1966-11-30 | [19 empty] | 96749 | 5756.9653 | 1161.3711 | 69.1064 | 1161.3711 | 34.5532
3 | 1966 | 1966-12-31 | [19 empty] | 0 | 0 | 0 | 0 | 0 | 0
1 | 1967 | 1967-04-30 | 10209.6709 | 1 | 47.1435 | 1 | 4209.6709 | 250.4928 | 1 | 4479 | 1 | 0 | 39.8704 | 2.3725 | 237.4231 | 14.1277 | 1500 | 89.2562 | 97.5063 | UWFE | 0
1 | 1967 | 1967-05-31 | 12507.457 | 1 | 48.9939 | 1 | 6507.457 | 400.1279 | 1 | 4552 | 1 | 0 | 634.835 | 39.0345 | 2252.2856 | 138.4876 | 1500 | 92.2314 | 180.9925 | UWFE | 0
1 | 1967 | 1967-06-30 | 8491.8008 | 0 | 51.1733 | 1 | 0 | 0 | 0 | 4500 | 1 | 0 | 937.7822 | 55.8019 | 2001.1646 | 119.0776 | 1500 | 89.2562 | 176.6959 | UWFE | 0
1 | 1967 | 1967-07-31 | 11558.0479 | 0 | 52.5317 | 1 | 0 | 0 | 0 | 4019.9312 | 1 | 0 | 1366.8882 | 84.0467 | 2516.8701 | 154.7563 | 1500 | 92.2314 | 211.6329 | UWFE | 0
1 | 1967 | 1967-08-31 | [19 empty] | 89940.6201 | 5530.2332 | 0 | 0 | 0 | 0
1 | 1967 | 1967-09-30 | [7 empty] | 3126.8677 | 1 | [10 empty] | 84275.957 | 5014.7677 | 0 | 0 | 0 | 0
1 | 1967 | 1967-10-31 | [19 empty] | 94715.5815 | 5823.8341 | 302.18 | 18.5803 | 302.18 | 18.5803
1 | 1967 | 1967-11-30 | [19 empty] | 91235.6035 | 5428.8954 | 1725.1964 | 102.6563 | 1725.1964 | 51.3282
1 | 1967 | 1967-12-31 | [19 empty] | 0 | 0 | 0 | 0 | 0 | 0
3 | 1968 | 1968-04-30 | 3250 | 0 | 51.9104 | 1 | 0 | 0 | 0 | 4387.3369 | 1 | 0 | 372.8588 | 22.1866 | 480.017 | 28.563 | 1012.0752 | 60.2227 | 85.5975 | UWFE | 0
3 | 1968 | 1968-05-31 | 7092.5923 | 1 | 51.0287 | 1 | 1092.5923 | 67.1809 | 1 | 4254.6367 | 1 | 0 | 578.8368 | 35.5913 | 2198.3716 | 135.1726 | 1500 | 92.2314 | 177.6133 | UWFE | 0
3 | 1968 | 1968-06-30 | 13090.2783 | 1 | 50.739 | 1 | 3090.2783 | 183.8843 | 1 | 3698.4705 | 1 | 0 | 708.039 | 42.1312 | 2497.6624 | 148.6212 | 1500 | 89.2562 | 184.6324 | IBU | 0
3 | 1968 | 1968-07-31 | 16000 | 1 | 51.8927 | 1 | 4000 | 245.9504 | 1 | 3020.8716 | 1 | 0 | 869.4346 | 53.4595 | 2537.3855 | 156.0178 | 1500 | 92.2314 | 196.97 | IBU | 0
3 | 1968 | 1968-08-31 | [19 empty] | 91885.4238 | 5649.8145 | 520.4457 | 32.001 | 520.4457 | 32.001
3 | 1968 | 1968-09-30 | [7 empty] | 2794.0652 | 1 | [10 empty] | 93395.6299 | 5557.4259 | 164.137 | 9.7668 | 164.137 | 9.7668
3 | 1968 | 1968-10-31 | [19 empty] | 94950.543 | 5838.2813 | 1019.0937 | 62.6616 | 1019.0937 | 62.6616
3 | 1968 | 1968-11-30 | [19 empty] | 96749 | 5756.9653 | 448.9588 | 26.7149 | 448.9588 | 13.3575
3 | 1968 | 1968-12-31 | [19 empty] | 0 | 0 | 0 | 0 | 0 | 0
1 | 1969 | 1969-04-30 | 9669.7627 | 1 | 46.9907 | 1 | 3669.7627 | 218.366 | 1 | 4434 | 1 | 0 | 171.7332 | 10.2188 | 463.4423 | 27.5767 | 1500 | 89.2562 | 108.154 | UWFE | 0
1 | 1969 | 1969-05-31 | 9579.458 | 1 | 48.8723 | 1 | 3579.458 | 220.0923 | 1 | 4552 | 1 | 0 | 779.5358 | 47.9318 | 2345.6096 | 144.2259 | 1500 | 92.2314 | 188.3103 | UWFE | 0
1 | 1969 | 1969-06-30 | 8011.48 | 0 | 50.5018 | 1 | 0 | 0 | 0 | 4403.0791 | 1 | 0 | 1103.2566 | 65.6483 | 2226.0151 | 132.4571 | 1500 | 89.2562 | 188.3089 | UWFE | 0
1 | 1969 | 1969-07-31 | 11045.0781 | 0 | 51.5087 | 1 | 0 | 0 | 0 | 3947.4578 | 1 | 0 | 1249.1562 | 76.8076 | 2516.8701 | 154.7563 | 1500 | 92.2314 | 208.0134 | IBU | 0
1 | 1969 | 1969-08-31 | [19 empty] | 89532.791 | 5505.1567 | 0 | 0 | 0 | 0
1 | 1969 | 1969-09-30 | [7 empty] | 3239.3909 | 1 | [10 empty] | 88147.0195 | 5245.1119 | 42.8577 | 2.5502 | 42.8577 | 2.5502
1 | 1969 | 1969-10-31 | [19 empty] | 93281.4272 | 5735.6514 | 245.9806 | 15.1248 | 245.9806 | 15.1248
1 | 1969 | 1969-11-30 | [19 empty] | 92833.8052 | 5523.995 | 0 | 0 | 0 | 0
1 | 1969 | 1969-12-31 | [19 empty] | 0 | 0 | 0 | 0 | 0 | 0
1 | 1970 | 1970-04-30 | 3250 | 0 | 49.8044 | 1 | 0 | 0 | 0 | 4291.0645 | 1 | 0 | 73.1966 | 4.3555 | 508.6461 | 30.2665 | 713.9839 | 42.485 | 59.796 | UWFE | 0
1 | 1970 | 1970-05-31 | 6423.0225 | 1 | 49.8999 | 1 | 423.0225 | 26.0106 | 1 | 4231.8843 | 1 | 0 | 572.1926 | 35.1828 | 2315.0266 | 142.3454 | 1500 | 92.2314 | 180.9955 | UWFE | 0
1 | 1970 | 1970-06-30 | 11296.084 | 1 | 49.3744 | 1 | 1296.084 | 77.1224 | 1 | 3804.7209 | 1 | 0 | 657.6102 | 39.1305 | 2256.0039 | 134.2416 | 1500 | 89.2562 | 175.9422 | IBU | 0
1 | 1970 | 1970-07-31 | 15933.2969 | 1 | 50.2642 | 1 | 3933.2969 | 241.849 | 1 | 3122.0967 | 1 | 0 | 784.4171 | 48.2319 | 2616.6782 | 160.8933 | 1500 | 92.2314 | 196.794 | IBU | 0
1 | 1970 | 1970-08-31 | [19 empty] | 89359.1201 | 5494.4781 | 0 | 0 | 0 | 0
1 | 1970 | 1970-09-30 | [7 empty] | 2249.6484 | 1 | [10 empty] | 84248.9375 | 5013.1599 | 762.3438 | 45.3626 | 762.3438 | 45.3626
1 | 1970 | 1970-10-31 | [19 empty] | 90155.1904 | 5543.4266 | 958.8508 | 58.9574 | 958.8508 | 58.9574
1 | 1970 | 1970-11-30 | [19 empty] | 94202.667 | 5605.448 | 1112.5507 | 66.2014 | 1112.5507 | 33.1007
1 | 1970 | 1970-12-31 | [19 empty] | 0 | 0 | 0 | 0 | 0 | 0
1 | 1971 | 1971-04-30 | 3250 | 0 | 50.1011 | 1 | 0 | 0 | 0 | 4470.4141 | 1 | 0 | 663.0163 | 39.4522 | 563.3929 | 33.5242 | 1500 | 89.2562 | 125.7444 | UWFE | 0
1 | 1971 | 1971-05-31 | 8956.8486 | 1 | 49.0741 | 1 | 2956.8486 | 181.8095 | 1 | 4552 | 1 | 0 | 722.5508 | 44.4279 | 1990.4598 | 122.3886 | 1500 | 92.2314 | 175.6397 | UWFE | 0
1 | 1971 | 1971-06-30 | 7962.2466 | 0 | 51.378 | 1 | 0 | 0 | 0 | 4500 | 1 | 0 | 865.0387 | 51.4734 | 2342.2573 | 139.374 | 1500 | 89.2562 | 184.6799 | UWFE | 0
1 | 1971 | 1971-07-31 | 15771.3086 | 1 | 51.1682 | 1 | 3771.3086 | 231.8887 | 1 | 3763.6338 | 1 | 0 | 964.2192 | 59.2875 | 2521.4749 | 155.0394 | 1500 | 92.2314 | 199.3949 | IBU | 0
1 | 1971 | 1971-08-31 | [19 empty] | 90534.5293 | 5566.7512 | 367.7022 | 22.6091 | 367.7022 | 22.6091
1 | 1971 | 1971-09-30 | [7 empty] | 2942.958 | 1 | [10 empty] | 86539.2598 | 5149.4436 | 0 | 0 | 0 | 0
1 | 1971 | 1971-10-31 | [19 empty] | 91401.7578 | 5620.075 | 1216.4792 | 74.7984 | 1216.4792 | 74.7984
1 | 1971 | 1971-11-30 | [19 empty] | 87564.6484 | 5210.4584 | 1703.5538 | 101.3685 | 1703.5538 | 50.6842
1 | 1971 | 1971-12-31 | [19 empty] | 0 | 0 | 0 | 0 | 0 | 0
3 | 1972 | 1972-04-30 | 4466.645 | 0 | 50.0822 | 1 | 0 | 0 | 0 | 4552 | 1 | 0 | 323.2535 | 19.2349 | 539.2842 | 32.0896 | 1500 | 89.2562 | 114.9185 | UWFE | 0
3 | 1972 | 1972-05-31 | 7295.1348 | 1 | 50.6107 | 1 | 1295.1348 | 79.6347 | 1 | 4444.4248 | 1 | 0 | 214.1783 | 13.1693 | 2237.2563 | 137.5635 | 1500 | 92.2314 | 167.5978 | UWFE | 0
3 | 1972 | 1972-06-30 | 13446.585 | 1 | 50.5292 | 1 | 3446.585 | 205.086 | 1 | 3879.4409 | 1 | 0 | 428.4666 | 25.4955 | 2616.696 | 155.7042 | 1500 | 89.2562 | 179.8561 | IBU | 0
3 | 1972 | 1972-07-31 | 15975.8271 | 1 | 51.617 | 1 | 3975.8271 | 244.4641 | 1 | 3200 | 1 | 0 | 484.0748 | 29.7646 | 2537.3855 | 156.0178 | 1500 | 92.2314 | 185.1226 | IBU | 0
3 | 1972 | 1972-08-31 | [19 empty] | 89878.541 | 5526.4161 | 1250.8757 | 76.9134 | 1250.8757 | 76.9134
3 | 1972 | 1972-09-30 | [7 empty] | 2958.2964 | 1 | [10 empty] | 95242.7227 | 5667.3356 | 954.7809 | 56.8134 | 954.7809 | 56.8134
3 | 1972 | 1972-10-31 | [19 empty] | 95128.999 | 5849.2542 | 439.7225 | 27.0375 | 439.7225 | 27.0375
3 | 1972 | 1972-11-30 | [19 empty] | 96243.0745 | 5726.8606 | 2301.5762 | 136.9533 | 2301.5762 | 68.4766
3 | 1972 | 1972-12-31 | [19 empty] | 0 | 0 | 0 | 0 | 0 | 0
2 | 1973 | 1973-04-30 | 3250 | 0 | 50.5814 | 1 | 0 | 0 | 0 | 4464.4717 | 1 | 0 | 411.989 | 24.515 | 453.397 | 26.979 | 1500 | 89.2562 | 115.0032 | UWFE | 0
2 | 1973 | 1973-05-31 | 6365.7554 | 1 | 51.2658 | 1 | 365.7554 | 22.4894 | 1 | 4489.7715 | 1 | 0 | 753.9079 | 46.356 | 2250.2183 | 138.3605 | 1500 | 92.2314 | 184.5897 | UWFE | 0
2 | 1973 | 1973-06-30 | 13158.1406 | 1 | 49.9006 | 1 | 3158.1406 | 187.9224 | 1 | 3919.5508 | 1 | 0 | 1050.8997 | 62.5329 | 2424.5208 | 144.269 | 1500 | 89.2562 | 192.6571 | IBU | 0
2 | 1973 | 1973-07-31 | 16000 | 1 | 50.5793 | 1 | 4000 | 245.9504 | 1 | 3219.9336 | 1 | 0 | 1148.6138 | 70.6255 | 2522.6577 | 155.1122 | 1500 | 92.2314 | 205.1002 | IBU | 0
2 | 1973 | 1973-08-31 | [19 empty] | 91231.0947 | 5609.5814 | 266.0858 | 16.361 | 266.0858 | 16.361
2 | 1973 | 1973-09-30 | [7 empty] | 2805.6096 | 1 | [10 empty] | 90741.9873 | 5399.5232 | 632.8945 | 37.6598 | 632.8945 | 37.6598
2 | 1973 | 1973-10-31 | [19 empty] | 94903.3291 | 5835.3783 | 827.6483 | 50.8901 | 827.6483 | 50.8901
2 | 1973 | 1973-11-30 | [19 empty] | 71353.3066 | 4245.8166 | 0 | 0 | 0 | 0
2 | 1973 | 1973-12-31 | [19 empty] | 0 | 0 | 0 | 0 | 0 | 0
1 | 1974 | 1974-04-30 | 5857.2148 | 0 | 48.4155 | 1 | 0 | 0 | 0 | 4289 | 1 | 0 | 44.7164 | 2.6608 | 403.1705 | 23.9903 | 1500 | 89.2562 | 102.5818 | UWFE | 0
1 | 1974 | 1974-05-31 | 5594.6343 | 0 | 50.9343 | 1 | 0 | 0 | 0 | 4515.0288 | 1 | 0 | 762.7927 | 46.9023 | 2255.4028 | 138.6793 | 1500 | 92.2314 | 185.0222 | UWFE | 0
1 | 1974 | 1974-06-30 | 8124.5073 | 0 | 51.2551 | 1 | 0 | 0 | 0 | 4359.8823 | 1 | 0 | 1221.212 | 72.6672 | 2328.5349 | 138.5574 | 1500 | 89.2562 | 194.8685 | UWFE | 0
1 | 1974 | 1974-07-31 | 12602.3799 | 1 | 51.6808 | 1 | 602.3799 | 37.0389 | 1 | 3927.6494 | 1 | 0 | 1157.8093 | 71.1909 | 2265.9106 | 139.3254 | 1500 | 92.2314 | 197.4896 | IBU | 0
1 | 1974 | 1974-08-31 | [19 empty] | 90403.6592 | 5558.7043 | 0 | 0 | 0 | 0
1 | 1974 | 1974-09-30 | [7 empty] | 3201.7532 | 1 | [10 empty] | 86925.9688 | 5172.4543 | 0 | 0 | 0 | 0
1 | 1974 | 1974-10-31 | [19 empty] | 91203.3242 | 5607.8738 | 1233.318 | 75.8338 | 1233.318 | 75.8338
1 | 1974 | 1974-11-30 | [19 empty] | 87555.9795 | 5209.9426 | 1391.8278 | 82.8195 | 1391.8278 | 41.4098
1 | 1974 | 1974-12-31 | [19 empty] | 0 | 0 | 0 | 0 | 0 | 0
1 | 1975 | 1975-04-30 | 3250 | 0 | 50.4704 | 1 | 0 | 0 | 0 | 4449.6987 | 1 | 0 | 348.7161 | 20.7501 | 422.2566 | 25.126 | 1500 | 89.2562 | 112.1942 | UWFE | 0
1 | 1975 | 1975-05-31 | 9954.1455 | 1 | 50.2793 | 1 | 3954.1455 | 243.1309 | 1 | 4552 | 1 | 0 | 880.4407 | 54.1362 | 2314.5017 | 142.3132 | 1500 | 92.2314 | 190.4561 | UWFE | 0
1 | 1975 | 1975-06-30 | 8908.6064 | 0 | 51.9626 | 1 | 0 | 0 | 0 | 4422.0156 | 1 | 0 | 1191.2261 | 70.8829 | 2278.9434 | 135.6065 | 1500 | 89.2562 | 192.5009 | UWFE | 0
1 | 1975 | 1975-07-31 | 13871.7422 | 1 | 52.1751 | 1 | 1871.7422 | 115.0889 | 1 | 3940.1907 | 1 | 0 | 1259.2373 | 77.4275 | 2566.0256 | 157.7788 | 1500 | 92.2314 | 209.8345 | IBU | 0
1 | 1975 | 1975-08-31 | [19 empty] | 90235.9766 | 5548.3939 | 0 | 0 | 0 | 0
1 | 1975 | 1975-09-30 | [7 empty] | 3139.9026 | 1 | [10 empty] | 84908.5557 | 5052.4099 | 0 | 0 | 0 | 0
1 | 1975 | 1975-10-31 | [19 empty] | 93899.6826 | 5773.6664 | 935.7257 | 57.5355 | 935.7257 | 57.5355
1 | 1975 | 1975-11-30 | [19 empty] | 90029.6309 | 5357.1351 | 1105.7954 | 65.7994 | 1105.7954 | 32.8997
1 | 1975 | 1975-12-31 | [19 empty] | 0 | 0 | 0 | 0 | 0 | 0
4 | 1976 | 1976-04-30 | 3250 | 0 | 51.5879 | 1 | 0 | 0 | 0 | 3878.49 | 1 | 1 | 162.4164 | 9.6644 | 525.2208 | 31.2528 | 1238.2817 | 73.6829 | 94.1415 | UWFE | 0
4 | 1976 | 1976-05-31 | 10081.5947 | 1 | 51.4431 | 1 | 4081.5947 | 250.9675 | 1 | 3615.46 | 1 | 1 | 197.6355 | 12.1521 | 2397.4563 | 147.4138 | 1500 | 92.2314 | 172.0144 | IBU | 172.0144
4 | 1976 | 1976-06-30 | 9693.1299 | 0 | 52.9647 | 1 | 0 | 0 | 0 | 3290.3748 | 1 | 1 | 220.8133 | 13.1393 | 2496.3179 | 148.5412 | 1500 | 89.2562 | 170.0965 | IBU | 0
4 | 1976 | 1976-07-31 | 13307.6348 | 1 | 54.0764 | 0 | 0 | 0 | 0 | 2839.3403 | 1 | 1 | 243.2985 | 14.9598 | 2326.6448 | 143.0598 | 1500 | 92.2314 | 171.2412 | IBU | 0
4 | 1976 | 1976-08-31 | [19 empty] | 93360.2148 | 5740.4959 | 1948.8915 | 119.8327 | 1948.8915 | 119.8327
4 | 1976 | 1976-09-30 | [7 empty] | 2776.3486 | 1 | [10 empty] | 95118.0684 | 5659.9181 | 1649.7568 | 98.1673 | 1649.7568 | 98.1673
4 | 1976 | 1976-10-31 | [19 empty] | 92269.147 | 5673.4087 | 1735.9191 | 106.7375 | 1735.9191 | 106.7375
4 | 1976 | 1976-11-30 | [19 empty] | 92605.2544 | 5510.3953 | 1444.7786 | 85.9703 | 1444.7786 | 42.9851
4 | 1976 | 1976-12-31 | [19 empty] | 0 | 0 | 2446.426 | 150.4249 | 0 | 0
5 | 1977 | 1977-04-30 | 7071.751 | 1 | 50.7919 | 1 | 1071.751 | 63.7736 | 1 | 1944.6559 | 1 | 1 | 201.6096 | 11.9966 | 581.8025 | 34.6197 | 1500 | 89.2562 | 112.5643 | IBU | 63.7736
5 | 1977 | 1977-05-31 | 5902.6396 | 0 | 52.3272 | 1 | 0 | 0 | 0 | 1775.2607 | 1 | 1 | 129.1551 | 7.9414 | 1768.8984 | 108.7653 | 1500 | 92.2314 | 150.5848 | IBU | 0
5 | 1977 | 1977-06-30 | 12227.6289 | 1 | 54.2871 | 1 | 2227.6289 | 132.5531 | 1 | 1227.3998 | 1 | 1 | 215.2688 | 12.8094 | 2477.7227 | 147.4347 | 1500 | 89.2562 | 169.3783 | IBU | 132.5531
5 | 1977 | 1977-07-31 | 12847.9814 | 1 | 56.799 | 0 | 0 | 0 | 0 | 674.0114 | 1 | 1 | 236.5211 | 14.5431 | 2273.3716 | 139.7842 | 1500 | 92.2314 | 169.395 | IBU | 0
5 | 1977 | 1977-08-31 | [19 empty] | 90811.3945 | 5583.775 | 3103.3232 | 190.8159 | 3103.3232 | 190.8159
5 | 1977 | 1977-09-30 | [7 empty] | 550 | 1 | [10 empty] | 96010.7861 | 5713.0385 | 2002.1653 | 119.1371 | 2002.1653 | 119.1371
5 | 1977 | 1977-10-31 | [19 empty] | 93437.8208 | 5745.2677 | 1799.3027 | 110.6348 | 1799.3027 | 110.6348
5 | 1977 | 1977-11-30 | [19 empty] | 96634.6804 | 5750.1628 | 1647.7871 | 98.0501 | 1647.7871 | 49.0251
5 | 1977 | 1977-12-31 | [19 empty] | 0 | 0 | 1898.1753 | 116.7142 | 0 | 0
2 | 1978 | 1978-04-30 | 5366.9473 | 0 | 47.1742 | 1 | 0 | 0 | 0 | 4552 | 1 | 0 | 14.3499 | 0.85388 | 353.4463 | 21.0315 | 1500 | 89.2562 | 100.1989 | UWFE | 0
2 | 1978 | 1978-05-31 | 8295.8477 | 1 | 48.7541 | 1 | 2295.8477 | 141.1662 | 1 | 4552 | 1 | 0 | 802.3403 | 49.334 | 2254.8779 | 138.647 | 1500 | 92.2314 | 186.2219 | UWFE | 0
2 | 1978 | 1978-06-30 | 9561.7168 | 0 | 49.9637 | 1 | 0 | 0 | 0 | 4231.4814 | 1 | 0 | 1242.4238 | 73.9294 | 2349.4448 | 139.8017 | 1500 | 89.2562 | 196.1217 | UWFE | 0
2 | 1978 | 1978-07-31 | 13248.9893 | 1 | 50.878 | 1 | 1248.9893 | 76.7974 | 1 | 3678.9851 | 1 | 0 | 1355.9877 | 83.3764 | 2562.8928 | 157.5861 | 1500 | 92.2314 | 212.7127 | IBU | 0
2 | 1978 | 1978-08-31 | [19 empty] | 90311.0869 | 5553.0123 | 138.0856 | 8.4905 | 138.0856 | 8.4905
2 | 1978 | 1978-09-30 | [7 empty] | 3233.9426 | 1 | [10 empty] | 93316.7197 | 5552.7304 | 124.3065 | 7.3968 | 124.3065 | 7.3968
2 | 1978 | 1978-10-31 | [19 empty] | 94237.5181 | 5794.4391 | 308.3386 | 18.959 | 308.3386 | 18.959
2 | 1978 | 1978-11-30 | [19 empty] | 90817.3848 | 5404.0097 | 283.4688 | 16.8676 | 283.4688 | 8.4338
2 | 1978 | 1978-12-31 | [19 empty] | 0 | 0 | 569.0425 | 34.9891 | 0 | 0
4 | 1979 | 1979-04-30 | 3250 | 0 | 51.2702 | 1 | 0 | 0 | 0 | 4053.4419 | 1 | 1 | 214.2449 | 12.7485 | 439.3336 | 26.1422 | 1500 | 89.2562 | 108.7015 | UWFE | 0
4 | 1979 | 1979-05-31 | 4739.0381 | 0 | 53.2229 | 1 | 0 | 0 | 0 | 4220.813 | 1 | 1 | 321.9245 | 19.7944 | 2260.5874 | 138.9981 | 1374.9395 | 84.5417 | 163.938 | UWFE | 0
4 | 1979 | 1979-06-30 | 10586.1377 | 1 | 51.5449 | 1 | 586.1377 | 34.8776 | 1 | 3800.5693 | 1 | 1 | 618.1641 | 36.7833 | 2677.3357 | 159.3125 | 1500 | 89.2562 | 187.3041 | IBU | 34.8776
4 | 1979 | 1979-07-31 | 10198.0205 | 0 | 52.8379 | 1 | 0 | 0 | 0 | 3407.8647 | 1 | 1 | 673.1793 | 41.3922 | 2632.5889 | 161.8716 | 1500 | 92.2314 | 193.8633 | IBU | 0
4 | 1979 | 1979-08-31 | [19 empty] | 91695.8379 | 5638.1573 | 53.1248 | 3.2665 | 53.1248 | 3.2665
4 | 1979 | 1979-09-30 | [7 empty] | 3119.8076 | 1 | [10 empty] | 95203.8975 | 5665.0253 | 0 | 0 | 0 | 0
4 | 1979 | 1979-10-31 | [19 empty] | 95850.0474 | 5893.5897 | 801.0798 | 49.2565 | 801.0798 | 49.2565
4 | 1979 | 1979-11-30 | [19 empty] | 94181.7671 | 5604.2043 | 1226.4319 | 72.9778 | 1226.4319 | 36.4889
4 | 1979 | 1979-12-31 | [19 empty] | 0 | 0 | 0 | 0 | 0 | 0
2 | 1980 | 1980-04-30 | 3250 | 0 | 50.9493 | 1 | 0 | 0 | 0 | 4390.5459 | 1 | 0 | 343.8535 | 20.4607 | 435.8177 | 25.933 | 1500 | 89.2562 | 112.453 | UWFE | 0
2 | 1980 | 1980-05-31 | 6651.8936 | 1 | 50.0888 | 1 | 651.8936 | 40.0834 | 1 | 4360.0034 | 1 | 0 | 671.3967 | 41.2826 | 2141.3401 | 131.6659 | 1500 | 92.2314 | 178.7056 | UWFE | 0
2 | 1980 | 1980-06-30 | 9056.002 | 0 | 51.1239 | 1 | 0 | 0 | 0 | 4114.1909 | 1 | 0 | 914.7728 | 54.4328 | 2280.5554 | 135.7025 | 1500 | 89.2562 | 184.3238 | UWFE | 0
2 | 1980 | 1980-07-31 | 11086.1113 | 0 | 51.426 | 1 | 0 | 0 | 0 | 3708.1541 | 1 | 0 | 1062.2654 | 65.3162 | 2538.1265 | 156.0633 | 1500 | 92.2314 | 202.9211 | IBU | 0
2 | 1980 | 1980-08-31 | [19 empty] | 90859.5693 | 5586.7372 | 0 | 0 | 0 | 0
2 | 1980 | 1980-09-30 | [7 empty] | 3161.3862 | 1 | [10 empty] | 91065.9287 | 5418.7991 | 103.587 | 6.1639 | 103.587 | 6.1639
2 | 1980 | 1980-10-31 | [19 empty] | 93740.7666 | 5763.8951 | 295.8243 | 18.1895 | 295.8243 | 18.1895
2 | 1980 | 1980-11-30 | [19 empty] | 89348.2246 | 5316.5886 | 250.8931 | 14.9292 | 250.8931 | 7.4646
2 | 1980 | 1980-12-31 | [19 empty] | 0 | 0 | 0 | 0 | 0 | 0
4 | 1981 | 1981-04-30 | 3250 | 0 | 51.8358 | 1 | 0 | 0 | 0 | 4273.4536 | 1 | 1 | 216.9279 | 12.9081 | 405.1796 | 24.1099 | 1500 | 89.2562 | 107.7652 | UWFE | 0
4 | 1981 | 1981-05-31 | 7636.0425 | 1 | 50.9829 | 1 | 1636.0425 | 100.5963 | 1 | 4072.6497 | 1 | 1 | 512.2 | 31.4939 | 2162.0786 | 132.941 | 1500 | 92.2314 | 174.4489 | IBU | 100.5963
4 | 1981 | 1981-06-30 | 14118.2598 | 1 | 50.9393 | 1 | 4118.2598 | 245.0535 | 1 | 3447.1714 | 1 | 1 | 824.0275 | 49.033 | 2714.9617 | 161.5514 | 1500 | 89.2562 | 194.5484 | IBU | 194.5484
4 | 1981 | 1981-07-31 | 16000 | 1 | 52.2455 | 1 | 4000 | 245.9504 | 1 | 2809.8137 | 1 | 1 | 902.3347 | 55.4824 | 2538.0757 | 156.0602 | 1500 | 92.2314 | 198.0027 | IBU | 198.0027
4 | 1981 | 1981-08-31 | [19 empty] | 91031.4131 | 5597.3034 | 3055.6211 | 187.8828 | 3055.6211 | 187.8828
4 | 1981 | 1981-09-30 | [7 empty] | 2475.9668 | 1 | [10 empty] | 94645.4053 | 5631.7927 | 917.5333 | 54.597 | 917.5333 | 54.597
4 | 1981 | 1981-10-31 | [19 empty] | 96679.0896 | 5944.5655 | 1399.4996 | 86.0519 | 1399.4996 | 86.0519
4 | 1981 | 1981-11-30 | [19 empty] | 91684.0762 | 5455.5814 | 0 | 0 | 0 | 0
4 | 1981 | 1981-12-31 | [19 empty] | 0 | 0 | 0 | 0 | 0 | 0
1 | 1982 | 1982-04-30 | 24913.6875 | 1 | 46.6572 | 1 | 18913.6875 | 1125.4426 | 1 | 4094 | 1 | 0 | 47.4325 | 2.8224 | 305.7311 | 18.1923 | 1500 | 89.2562 | 99.7635 | UWFE | 0
1 | 1982 | 1982-05-31 | 3472.7239 | 0 | 53.5708 | 1 | 0 | 0 | 0 | 4481.1909 | 1 | 0 | 674.9889 | 41.5034 | 2221.7024 | 136.6072 | 858.0898 | 52.7619 | 141.8172 | UWFE | 0
1 | 1982 | 1982-06-30 | 6372.1196 | 0 | 52.3769 | 1 | 0 | 0 | 0 | 4397.3564 | 1 | 0 | 1084.0577 | 64.5059 | 2094.6748 | 124.6418 | 1500 | 89.2562 | 183.8301 | UWFE | 0
1 | 1982 | 1982-07-31 | 10502.3789 | 0 | 52.6552 | 1 | 0 | 0 | 0 | 4071.5906 | 1 | 0 | 1375.245 | 84.5605 | 2616.6782 | 160.8933 | 1500 | 92.2314 | 214.9583 | IBU | 0
1 | 1982 | 1982-08-31 | [19 empty] | 90771.0557 | 5581.2947 | 0 | 0 | 0 | 0
1 | 1982 | 1982-09-30 | [7 empty] | 3400 | 1 | [10 empty] | 90620.8398 | 5392.3144 | 0 | 0 | 0 | 0
1 | 1982 | 1982-10-31 | [19 empty] | 92108.1201 | 5663.5076 | 0 | 0 | 0 | 0
1 | 1982 | 1982-11-30 | [19 empty] | 93024.1963 | 5535.3241 | 0 | 0 | 0 | 0
1 | 1982 | 1982-12-31 | [19 empty] | 0 | 0 | 0 | 0 | 0 | 0
1 | 1983 | 1983-04-30 | 21283.2871 | 1 | 47.2461 | 1 | 15283.2871 | 909.4187 | 1 | 4074 | 1 | 0 | 21.9028 | 1.3033 | 283.1292 | 16.8474 | 1500 | 89.2562 | 98.3315 | UWFE | 0
1 | 1983 | 1983-05-31 | 9426.209 | 1 | 51.257 | 1 | 3426.209 | 210.6694 | 1 | 4552 | 1 | 0 | 574.8585 | 35.3467 | 2133.0383 | 131.1554 | 1500 | 92.2314 | 175.4824 | UWFE | 0
1 | 1983 | 1983-06-30 | 12851.6533 | 1 | 52.0776 | 1 | 2851.6533 | 169.6852 | 1 | 4500 | 1 | 0 | 1170.4651 | 69.6475 | 2257.9641 | 134.3582 | 1500 | 89.2562 | 191.2591 | UWFE | 0
1 | 1983 | 1983-07-31 | 13464.8525 | 1 | 52.8013 | 1 | 1464.8525 | 90.0703 | 1 | 4150 | 1 | 0 | 1382.7108 | 85.0196 | 2616.6782 | 160.8933 | 1500 | 92.2314 | 215.1878 | UWFE | 0
1 | 1983 | 1983-08-31 | [19 empty] | 86628.7666 | 5326.5952 | 0 | 0 | 0 | 0
1 | 1983 | 1983-09-30 | [7 empty] | 3400 | 1 | [10 empty] | 87804.1035 | 5224.707 | 0 | 0 | 0 | 0
1 | 1983 | 1983-10-31 | [19 empty] | 90957.4502 | 5592.7556 | 322.6831 | 19.841 | 322.6831 | 19.841
1 | 1983 | 1983-11-30 | [19 empty] | 86177.2344 | 5127.9015 | 0 | 0 | 0 | 0
1 | 1983 | 1983-12-31 | [19 empty] | 0 | 0 | 0 | 0 | 0 | 0
1 | 1984 | 1984-04-30 | 3741.8496 | 0 | 49.9453 | 1 | 0 | 0 | 0 | 4552 | 1 | 0 | 325.6031 | 19.3747 | 551.3386 | 32.8069 | 1500 | 89.2562 | 115.347 | UWFE | 0
1 | 1984 | 1984-05-31 | 7339.0913 | 1 | 50.4137 | 1 | 1339.0913 | 82.3375 | 1 | 4539.2036 | 1 | 0 | 787.2463 | 48.4059 | 2330.5806 | 143.3018 | 1500 | 92.2314 | 188.0853 | UWFE | 0
1 | 1984 | 1984-06-30 | 11324.585 | 1 | 50.5185 | 1 | 1324.585 | 78.8183 | 1 | 4156.2476 | 1 | 0 | 904.4803 | 53.8203 | 2326.5747 | 138.4408 | 1500 | 89.2562 | 185.3868 | IBU | 0
1 | 1984 | 1984-07-31 | 16000 | 1 | 51.3119 | 1 | 4000 | 245.9504 | 1 | 3457.7817 | 1 | 0 | 1002.6513 | 61.6506 | 2616.6782 | 160.8933 | 1500 | 92.2314 | 203.5034 | IBU | 0
1 | 1984 | 1984-08-31 | [19 empty] | 91391.3506 | 5619.4351 | 0 | 0 | 0 | 0
1 | 1984 | 1984-09-30 | [7 empty] | 2599.4578 | 1 | [10 empty] | 83999 | 4998.2876 | 489.4626 | 29.125 | 489.4626 | 29.125
1 | 1984 | 1984-10-31 | [19 empty] | 92538.0215 | 5689.9412 | 692.68 | 42.5912 | 692.68 | 42.5912
1 | 1984 | 1984-11-30 | [19 empty] | 96749 | 5756.9653 | 0 | 0 | 0 | 0
1 | 1984 | 1984-12-31 | [19 empty] | 0 | 0 | 0 | 0 | 0 | 0
3 | 1985 | 1985-04-30 | 3250 | 0 | 52.4613 | 1 | 0 | 0 | 0 | 3952.6741 | 1 | 0 | 325.0539 | 19.342 | 469.9717 | 27.9653 | 1164.9433 | 69.3189 | 92.9726 | UWFE | 0
3 | 1985 | 1985-05-31 | 8077.9692 | 1 | 50.8616 | 1 | 2077.9692 | 127.7693 | 1 | 3694.7708 | 1 | 0 | 497.9439 | 30.6174 | 2340.425 | 143.9071 | 1500 | 92.2314 | 179.4937 | IBU | 0
3 | 1985 | 1985-06-30 | 12637.8848 | 1 | 51.7141 | 1 | 2637.8848 | 156.965 | 1 | 3196.5283 | 1 | 0 | 737.8312 | 43.904 | 2708.1184 | 161.1442 | 1500 | 89.2562 | 191.7803 | IBU | 0
3 | 1985 | 1985-07-31 | 15330.4727 | 1 | 53.3275 | 1 | 3330.4727 | 204.7828 | 1 | 2582.7463 | 1 | 0 | 805.3907 | 49.5215 | 2442.8723 | 150.2064 | 1500 | 92.2314 | 192.0954 | IBU | 0
3 | 1985 | 1985-08-31 | [19 empty] | 88180.1074 | 5421.9835 | 2388.4832 | 146.8621 | 2388.4832 | 146.8621
3 | 1985 | 1985-09-30 | [7 empty] | 2217.7996 | 1 | [10 empty] | 94424.6074 | 5618.6543 | 202.4304 | 12.0454 | 202.4304 | 12.0454
3 | 1985 | 1985-10-31 | [19 empty] | 95205.248 | 5853.9425 | 1064.7911 | 65.4715 | 1064.7911 | 65.4715
3 | 1985 | 1985-11-30 | [19 empty] | 96373.3804 | 5734.6144 | 110.7291 | 6.5888 | 110.7291 | 3.2944
3 | 1985 | 1985-12-31 | [19 empty] | 0 | 0 | 364.4573 | 22.4096 | 0 | 0
1 | 1986 | 1986-04-30 | 3250 | 0 | 51.8915 | 1 | 0 | 0 | 0 | 4012.636 | 1 | 0 | 174.0912 | 10.3591 | 419.7452 | 24.9766 | 1500 | 89.2562 | 106.9241 | UWFE | 0
1 | 1986 | 1986-05-31 | 6404.0444 | 1 | 50.9227 | 1 | 404.0444 | 24.8437 | 1 | 4026.9753 | 1 | 0 | 294.5406 | 18.1106 | 2245.0334 | 138.0417 | 1500 | 92.2314 | 170.3076 | UWFE | 0
1 | 1986 | 1986-06-30 | 8645.5615 | 0 | 51.6377 | 1 | 0 | 0 | 0 | 3745.9563 | 1 | 0 | 616.0547 | 36.6578 | 2278.9434 | 135.6065 | 1500 | 89.2562 | 175.3884 | IBU | 0
1 | 1986 | 1986-07-31 | 12633.6152 | 1 | 51.9148 | 1 | 633.6152 | 38.9595 | 1 | 3301.9048 | 1 | 0 | 673.4473 | 41.4087 | 2521.4749 | 155.0394 | 1500 | 92.2314 | 190.4555 | IBU | 0
1 | 1986 | 1986-08-31 | [19 empty] | 90769.2432 | 5581.1832 | 387.9798 | 23.8559 | 387.9798 | 23.8559
1 | 1986 | 1986-09-30 | [7 empty] | 2914.5776 | 1 | [10 empty] | 92355.8418 | 5495.5542 | 343.3861 | 20.4329 | 343.3861 | 20.4329
1 | 1986 | 1986-10-31 | [19 empty] | 93664.2393 | 5759.1896 | 539.6719 | 33.1831 | 539.6719 | 33.1831
1 | 1986 | 1986-11-30 | [19 empty] | 89193.9258 | 5307.4072 | 3081.6455 | 183.3706 | 3081.6455 | 91.6853
1 | 1986 | 1986-12-31 | [19 empty] | 0 | 0 | 442.6956 | 27.2203 | 0 | 0
4 | 1987 | 1987-04-30 | 5294.4443 | 0 | 50.9148 | 1 | 0 | 0 | 0 | 3623.0359 | 1 | 1 | 182.1718 | 10.84 | 465.9536 | 27.7262 | 1500 | 89.2562 | 108.5393 | UWFE | 0
4 | 1987 | 1987-05-31 | 9427.3008 | 1 | 50.7383 | 1 | 3427.3008 | 210.7365 | 1 | 3278.9668 | 1 | 1 | 250.5046 | 15.4029 | 2345.6096 | 144.2259 | 1500 | 92.2314 | 172.0458 | IBU | 172.0458
4 | 1987 | 1987-06-30 | 12915.8086 | 1 | 52.0645 | 1 | 2915.8086 | 173.5027 | 1 | 2849.2141 | 1 | 1 | 294.7149 | 17.5368 | 2714.9617 | 161.5514 | 1500 | 89.2562 | 178.8003 | IBU | 173.5027
4 | 1987 | 1987-07-31 | 12279.7852 | 1 | 53.7051 | 0 | 0 | 0 | 0 | 2473.1882 | 1 | 1 | 320.8253 | 19.7268 | 2538.0757 | 156.0602 | 1500 | 92.2314 | 180.1249 | IBU | 0
4 | 1987 | 1987-08-31 | [19 empty] | 92401.083 | 5681.5211 | 2881.9165 | 177.2021 | 2881.9165 | 177.2021
4 | 1987 | 1987-09-30 | [7 empty] | 2192.6758 | 1 | [10 empty] | 94661.5464 | 5632.7532 | 1887.9551 | 112.3411 | 1887.9551 | 112.3411
4 | 1987 | 1987-10-31 | [19 empty] | 93485.2969 | 5748.1868 | 1710.2971 | 105.1621 | 1710.2971 | 105.1621
4 | 1987 | 1987-11-30 | [19 empty] | 95803.0923 | 5700.6799 | 1824.7839 | 108.5822 | 1824.7839 | 54.2911
4 | 1987 | 1987-12-31 | [19 empty] | 0 | 0 | 906.1927 | 55.7196 | 0 | 0
5 | 1988 | 1988-04-30 | 3250 | 0 | 51.3766 | 1 | 0 | 0 | 0 | 3432.6455 | 1 | 1 | 119.563 | 7.1145 | 472.9853 | 28.1446 | 764.9819 | 45.5196 | 63.1491 | UWFE | 0
5 | 1988 | 1988-05-31 | 6883.4614 | 1 | 51.0081 | 1 | 883.4614 | 54.3219 | 1 | 3330.7104 | 1 | 1 | 152.7916 | 9.3948 | 2086.3762 | 128.2863 | 1500 | 92.2314 | 161.0719 | IBU | 54.3219
5 | 1988 | 1988-06-30 | 10946.3818 | 1 | 51.773 | 1 | 946.3818 | 56.3136 | 1 | 2960.9358 | 1 | 1 | 203.7999 | 12.1269 | 2416.343 | 143.7824 | 1500 | 89.2562 | 167.2109 | IBU | 56.3136
5 | 1988 | 1988-07-31 | 11770.709 | 0 | 53.8941 | 0 | 0 | 0 | 0 | 2490.6526 | 1 | 1 | 242.1409 | 14.8887 | 2326.6448 | 143.0598 | 1500 | 92.2314 | 171.2056 | IBU | 0
5 | 1988 | 1988-08-31 | [19 empty] | 92407.833 | 5681.9362 | 2363.9363 | 145.3528 | 2363.9363 | 145.3528
5 | 1988 | 1988-09-30 | [7 empty] | 2110.751 | 1 | [10 empty] | 94115.9512 | 5600.288 | 1955.6698 | 116.3704 | 1955.6698 | 116.3704
5 | 1988 | 1988-10-31 | [19 empty] | 94431.3872 | 5806.3597 | 1615.8914 | 99.3573 | 1615.8914 | 99.3573
5 | 1988 | 1988-11-30 | [19 empty] | 96749 | 5756.9653 | 1854.9026 | 110.3744 | 1854.9026 | 55.1872
5 | 1988 | 1988-12-31 | [19 empty] | 0 | 0 | 1030.4749 | 63.3614 | 0 | 0
4 | 1989 | 1989-04-30 | 3250 | 0 | 52.7766 | 1 | 0 | 0 | 0 | 4257.5254 | 1 | 1 | 278.5623 | 16.5756 | 448.3743 | 26.6801 | 1500 | 89.2562 | 110.8841 | UWFE | 0
4 | 1989 | 1989-05-31 | 10011.1777 | 1 | 50.9184 | 1 | 4011.1777 | 246.6377 | 1 | 3934.4817 | 1 | 1 | 317.6539 | 19.5318 | 2368.9407 | 145.6605 | 1500 | 92.2314 | 174.8275 | IBU | 174.8275
4 | 1989 | 1989-06-30 | 11206.9258 | 1 | 51.8006 | 1 | 1206.9258 | 71.8171 | 1 | 3457.8765 | 1 | 1 | 517.0754 | 30.7681 | 2621.4338 | 155.9861 | 1500 | 89.2562 | 182.6333 | IBU | 71.8171
4 | 1989 | 1989-07-31 | 12592.1465 | 1 | 53.2197 | 1 | 592.1465 | 36.4097 | 1 | 2918.8396 | 1 | 1 | 602.9781 | 37.0757 | 2442.8723 | 150.2064 | 1500 | 92.2314 | 185.8724 | IBU | 36.4097
4 | 1989 | 1989-08-31 | [19 empty] | 91856.2432 | 5648.0202 | 2140.8633 | 131.6366 | 2140.8633 | 131.6366
4 | 1989 | 1989-09-30 | [7 empty] | 2659.4971 | 1 | [10 empty] | 96571.3196 | 5746.3926 | 447.0371 | 26.6006 | 447.0371 | 26.6006
4 | 1989 | 1989-10-31 | [19 empty] | 95860.293 | 5894.2197 | 977.8716 | 60.127 | 977.8716 | 60.127
4 | 1989 | 1989-11-30 | [19 empty] | 94450.8906 | 5620.2183 | 1557.0393 | 92.6503 | 1557.0393 | 46.3251
4 | 1989 | 1989-12-31 | [19 empty] | 0 | 0 | 2009.13 | 123.5366 | 0 | 0
5 | 1990 | 1990-04-30 | 3250 | 0 | 52.8373 | 1 | 0 | 0 | 0 | 3255.9824 | 1 | 1 | 164.3075 | 9.777 | 546.316 | 32.5081 | 0 | 0 | 21.1425 | UWFE | 0
5 | 1990 | 1990-05-31 | 5630.4985 | 0 | 52.4599 | 1 | 0 | 0 | 0 | 3362.0688 | 1 | 1 | 102.2972 | 6.29 | 1666.9429 | 102.4963 | 1500 | 92.2314 | 146.6246 | UWFE | 0
5 | 1990 | 1990-06-30 | 8063.2637 | 0 | 53.1812 | 1 | 0 | 0 | 0 | 3180.5684 | 1 | 1 | 206.6524 | 12.2967 | 2506.8408 | 149.1674 | 1500 | 89.2562 | 169.9882 | IBU | 0
5 | 1990 | 1990-07-31 | 12447.2793 | 1 | 53.9441 | 0 | 0 | 0 | 0 | 2634.7742 | 1 | 1 | 227.4379 | 13.9846 | 2326.6448 | 143.0598 | 1500 | 92.2314 | 170.7536 | IBU | 0
5 | 1990 | 1990-08-31 | [19 empty] | 91987.8555 | 5656.1128 | 3233.8103 | 198.8392 | 3233.8103 | 198.8392
5 | 1990 | 1990-09-30 | [7 empty] | 2239.5178 | 1 | [10 empty] | 94345.3169 | 5613.9362 | 1878.5137 | 111.7793 | 1878.5137 | 111.7793
5 | 1990 | 1990-10-31 | [19 empty] | 94935.1699 | 5837.3361 | 1555.899 | 95.6685 | 1555.899 | 95.6685
5 | 1990 | 1990-11-30 | [19 empty] | 95913.3875 | 5707.2429 | 1488.0623 | 88.5459 | 1488.0623 | 44.2729
5 | 1990 | 1990-12-31 | [19 empty] | 0 | 0 | 3086.0771 | 189.7555 | 0 | 0
5 | 1991 | 1991-04-30 | 3250 | 0 | 52.1748 | 1 | 0 | 0 | 0 | 2608.7437 | 1 | 1 | 99.7862 | 5.9377 | 390.4396 | 23.2328 | 1454.1972 | 86.5307 | 101.116 | UWFE | 0
5 | 1991 | 1991-05-31 | 6746.2656 | 1 | 52.182 | 1 | 746.2656 | 45.8861 | 1 | 2510.0542 | 1 | 1 | 265.2039 | 16.3068 | 2166.2708 | 133.1988 | 1500 | 92.2314 | 166.9842 | UWFE | 45.8861
5 | 1991 | 1991-06-30 | 7646.2861 | 0 | 53.8923 | 1 | 0 | 0 | 0 | 2234.7048 | 1 | 1 | 362.696 | 21.5819 | 2380.9109 | 141.674 | 1289.9731 | 76.7587 | 158.3867 | IBU | 0
5 | 1991 | 1991-07-31 | 8667.6562 | 0 | 56.067 | 0 | 0 | 0 | 0 | 1917.2408 | 1 | 1 | 424.0917 | 26.0764 | 2281.4834 | 140.2829 | 1500 | 92.2314 | 175.4111 | IBU | 0
5 | 1991 | 1991-08-31 | [19 empty] | 93270.8496 | 5735.001 | 3158.2446 | 194.1929 | 3158.2446 | 194.1929
5 | 1991 | 1991-09-30 | [7 empty] | 1656.5145 | 1 | [10 empty] | 95645.73 | 5691.3162 | 2165.957 | 128.8834 | 2165.957 | 128.8834
5 | 1991 | 1991-10-31 | [19 empty] | 94862.1748 | 5832.8478 | 1365.7272 | 83.9753 | 1365.7272 | 83.9753
5 | 1991 | 1991-11-30 | [19 empty] | 94541.9985 | 5625.6396 | 1633.0859 | 97.1754 | 1633.0859 | 48.5877
5 | 1991 | 1991-12-31 | [19 empty] | 0 | 0 | 3048.8569 | 187.4669 | 0 | 0
5 | 1992 | 1992-04-30 | 3250 | 0 | 52.493 | 1 | 0 | 0 | 0 | 2746.1487 | 1 | 1 | 32.6924 | 1.9453 | 421.252 | 25.0662 | 1500 | 89.2562 | 102.762 | UWFE | 0
5 | 1992 | 1992-05-31 | 8644.7744 | 1 | 52.1234 | 1 | 2644.7744 | 162.6208 | 1 | 2460.4895 | 1 | 1 | 10.8133 | 0.66489 | 2317.094 | 142.4726 | 1500 | 92.2314 | 163.8001 | IBU | 162.6208
5 | 1992 | 1992-06-30 | 10366.1689 | 1 | 53.589 | 1 | 366.1689 | 21.7886 | 1 | 2027.7532 | 1 | 1 | 98.2616 | 5.847 | 2327.95 | 138.5226 | 1500 | 89.2562 | 161.441 | IBU | 21.7886
5 | 1992 | 1992-07-31 | 9934.8115 | 0 | 55.7412 | 0 | 0 | 0 | 0 | 1648.2286 | 1 | 1 | 123.6506 | 7.603 | 2316.5049 | 142.4363 | 1500 | 92.2314 | 167.2511 | IBU | 0
5 | 1992 | 1992-08-31 | [19 empty] | 92619.1118 | 5694.9272 | 2159.7166 | 132.7958 | 2159.7166 | 132.7958
5 | 1992 | 1992-09-30 | [7 empty] | 1352.7612 | 1 | [10 empty] | 95768.3413 | 5698.612 | 1930.2186 | 114.856 | 1930.2186 | 114.856
5 | 1992 | 1992-10-31 | [19 empty] | 94532.1675 | 5812.5564 | 1311.413 | 80.6356 | 1311.413 | 80.6356
5 | 1992 | 1992-11-30 | [19 empty] | 95167.8184 | 5662.8784 | 1543.502 | 91.8447 | 1543.502 | 45.9224
5 | 1992 | 1992-12-31 | [19 empty] | 0 | 0 | 1778.0541 | 109.3283 | 0 | 0
2 | 1993 | 1993-04-30 | 4509.7061 | 0 | 48.9067 | 1 | 0 | 0 | 0 | 4552 | 1 | 0 | 455.0761 | 27.0789 | 445.3607 | 26.5008 | 1500 | 89.2562 | 116.0461 | UWFE | 0
2 | 1993 | 1993-05-31 | 9188.9971 | 1 | 49.4169 | 1 | 3188.9971 | 196.0838 | 1 | 4552 | 1 | 0 | 533.4691 | 32.8017 | 1840.1045 | 113.1436 | 1500 | 92.2314 | 165.2041 | UWFE | 0
2 | 1993 | 1993-06-30 | 8366.6104 | 0 | 51.3336 | 1 | 0 | 0 | 0 | 4500 | 1 | 0 | 1014.9424 | 60.3933 | 2171.2505 | 129.1984 | 1500 | 89.2562 | 184.052 | UWFE | 0
2 | 1993 | 1993-07-31 | 14804.3574 | 1 | 51.5176 | 1 | 2804.3574 | 172.4332 | 1 | 3787.8994 | 1 | 0 | 1376.938 | 84.6646 | 2562.8928 | 157.5861 | 1500 | 92.2314 | 213.3568 | IBU | 0
2 | 1993 | 1993-08-31 | [19 empty] | 90622.6367 | 5572.1687 | 168.4309 | 10.3564 | 168.4309 | 10.3564
2 | 1993 | 1993-09-30 | [7 empty] | 3136.0269 | 1 | [10 empty] | 89617.8047 | 5332.6297 | 0 | 0 | 0 | 0
2 | 1993 | 1993-10-31 | [19 empty] | 94269.5176 | 5796.4067 | 766.8776 | 47.1535 | 766.8776 | 47.1535
2 | 1993 | 1993-11-30 | [19 empty] | 89853.9893 | 5346.6837 | 1359.8875 | 80.9189 | 1359.8875 | 40.4595
2 | 1993 | 1993-12-31 | [19 empty] | 0 | 0 | 188.4672 | 11.5884 | 0 | 0
5 | 1994 | 1994-04-30 | 3250 | 0 | 52.7826 | 1 | 0 | 0 | 0 | 3428.3069 | 1 | 1 | 498.4775 | 29.6615 | 517.5126 | 30.7941 | 84.6377 | 5.0363 | 35.2641 | UWFE | 0
5 | 1994 | 1994-05-31 | 5763.4956 | 0 | 52.982 | 1 | 0 | 0 | 0 | 3315.4983 | 1 | 1 | 494.2436 | 30.3899 | 1839.6367 | 113.1149 | 1248.3179 | 76.7561 | 148.5084 | UWFE | 0
5 | 1994 | 1994-06-30 | 10365.8281 | 1 | 52.7767 | 1 | 365.8281 | 21.7683 | 1 | 2912.751 | 1 | 1 | 825.048 | 49.0938 | 2477.7227 | 147.4347 | 1500 | 89.2562 | 187.5205 | IBU | 21.7683
5 | 1994 | 1994-07-31 | 14755.168 | 1 | 54.302 | 0 | 0 | 0 | 0 | 2260.9143 | 1 | 1 | 905.8442 | 55.6982 | 2281.4834 | 140.2829 | 1500 | 92.2314 | 190.222 | IBU | 0
5 | 1994 | 1994-08-31 | [19 empty] | 91434.9502 | 5622.1159 | 3456.2131 | 212.5143 | 3456.2131 | 212.5143
5 | 1994 | 1994-09-30 | [7 empty] | 1881.7787 | 1 | [10 empty] | 95592.1025 | 5688.1251 | 676.5198 | 40.2557 | 676.5198 | 40.2557
5 | 1994 | 1994-10-31 | [19 empty] | 95461.5039 | 5869.6991 | 1343.8326 | 82.629 | 1343.8326 | 82.629
5 | 1994 | 1994-11-30 | [19 empty] | 96749 | 5756.9653 | 1050.6527 | 62.5182 | 1050.6527 | 31.2591
5 | 1994 | 1994-12-31 | [19 empty] | 0 | 0 | 2007.3435 | 123.4267 | 0 | 0
1 | 1995 | 1995-04-30 | 7633.5703 | 1 | 49.0969 | 1 | 1633.5703 | 97.2042 | 1 | 4216.7998 | 1 | 0 | 350.993 | 20.8855 | 420.7498 | 25.0364 | 1500 | 89.2562 | 112.2171 | UWFE | 0
1 | 1995 | 1995-05-31 | 10509.7539 | 1 | 50.2522 | 1 | 4509.7539 | 277.294 | 1 | 4552 | 1 | 0 | 475.4329 | 29.2332 | 1824.5505 | 112.1872 | 1500 | 92.2314 | 162.9416 | UWFE | 0
1 | 1995 | 1995-06-30 | 8446.6553 | 0 | 52.6933 | 1 | 0 | 0 | 0 | 4500 | 1 | 0 | 1088.7784 | 64.7868 | 2195.2346 | 130.6255 | 1500 | 89.2562 | 186.9624 | UWFE | 0
1 | 1995 | 1995-07-31 | 9700.04 | 0 | 53.9958 | 0 | 0 | 0 | 0 | 4150 | 1 | 0 | 1360.5388 | 83.6563 | 2616.6782 | 160.8933 | 1500 | 92.2314 | 214.5062 | UWFE | 0
1 | 1995 | 1995-08-31 | [19 empty] | 87744.4053 | 5395.1932 | 0 | 0 | 0 | 0
1 | 1995 | 1995-09-30 | [7 empty] | 3358.3606 | 1 | [10 empty] | 88333.3604 | 5256.2 | 0 | 0 | 0 | 0
1 | 1995 | 1995-10-31 | [19 empty] | 92444.8486 | 5684.2122 | 122.3081 | 7.5204 | 122.3081 | 7.5204
1 | 1995 | 1995-11-30 | [19 empty] | 88843.8232 | 5286.5746 | 1767.1361 | 105.1519 | 1767.1361 | 52.576
1 | 1995 | 1995-12-31 | [19 empty] | 0 | 0 | 0 | 0 | 0 | 0
1 | 1996 | 1996-04-30 | 3250 | 0 | 52.7298 | 1 | 0 | 0 | 0 | 4477.1421 | 1 | 0 | 334.4975 | 19.904 | 392.1207 | 23.3328 | 1500 | 89.2562 | 110.8746 | UWFE | 0
1 | 1996 | 1996-05-31 | 10559.1572 | 1 | 51.3896 | 1 | 4559.1572 | 280.3317 | 1 | 4552 | 1 | 0 | 391.3481 | 24.0631 | 1692.3414 | 104.058 | 1500 | 92.2314 | 156.2919 | UWFE | 0
1 | 1996 | 1996-06-30 | 7585.7358 | 0 | 53.9003 | 1 | 0 | 0 | 0 | 4421.0039 | 1 | 0 | 1206.4504 | 71.7888 | 2328.5349 | 138.5574 | 1500 | 89.2562 | 194.4293 | UWFE | 0
1 | 1996 | 1996-07-31 | 15098.1074 | 1 | 53.1027 | 1 | 3098.1074 | 190.4952 | 1 | 3708.6375 | 1 | 0 | 1377.7275 | 84.7132 | 2521.4749 | 155.0394 | 1500 | 92.2314 | 212.1077 | IBU | 0
1 | 1996 | 1996-08-31 | [19 empty] | 90642.0195 | 5573.3605 | 0 | 0 | 0 | 0
1 | 1996 | 1996-09-30 | [7 empty] | 3012.9866 | 1 | [10 empty] | 87735.2871 | 5220.6121 | 0 | 0 | 0 | 0
1 | 1996 | 1996-10-31 | [19 empty] | 90257.6123 | 5549.7243 | 729.4923 | 44.8547 | 729.4923 | 44.8547
1 | 1996 | 1996-11-30 | [19 empty] | 89483.75 | 5324.6529 | 1822.4231 | 108.4417 | 1822.4231 | 54.2209
1 | 1996 | 1996-12-31 | [19 empty] | 0 | 0 | 0 | 0 | 0 | 0
1 | 1997 | 1997-04-30 | 3250 | 0 | 50.8003 | 1 | 0 | 0 | 0 | 4284.2432 | 1 | 0 | 312.3136 | 18.584 | 564.3975 | 33.584 | 1500 | 89.2562 | 115.3402 | UWFE | 0
1 | 1997 | 1997-05-31 | 8600.0205 | 1 | 50.1142 | 1 | 2600.0205 | 159.869 | 1 | 4051.2034 | 1 | 0 | 869.6248 | 53.4711 | 2219.1101 | 136.4478 | 1500 | 92.2314 | 187.1909 | UWFE | 0
1 | 1997 | 1997-06-30 | 8785.292 | 0 | 50.8682 | 1 | 0 | 0 | 0 | 3776.1697 | 1 | 0 | 771.6758 | 45.9179 | 2299.1306 | 136.8078 | 1500 | 89.2562 | 180.619 | IBU | 0
1 | 1997 | 1997-07-31 | 15565.1084 | 1 | 51.0289 | 1 | 3565.1084 | 219.21 | 1 | 3132.1919 | 1 | 0 | 889.0089 | 54.663 | 2607.4685 | 160.327 | 1500 | 92.2314 | 199.7264 | IBU | 0
1 | 1997 | 1997-08-31 | [19 empty] | 91754.5811 | 5641.7693 | 0 | 0 | 0 | 0
1 | 1997 | 1997-09-30 | [7 empty] | 2308.707 | 1 | [10 empty] | 84248.9375 | 5013.1599 | 0 | 0 | 0 | 0
1 | 1997 | 1997-10-31 | [19 empty] | 89158.6006 | 5482.1487 | 1005.2963 | 61.8133 | 1005.2963 | 61.8133
1 | 1997 | 1997-11-30 | [19 empty] | 89428.9971 | 5321.3949 | 1155.1072 | 68.7337 | 1155.1072 | 34.3668
1 | 1997 | 1997-12-31 | [19 empty] | 0 | 0 | 0 | 0 | 0 | 0
1 | 1998 | 1998-04-30 | 3250 | 0 | 51.3116 | 1 | 0 | 0 | 0 | 4367.8267 | 1 | 0 | 36.427 | 2.1676 | 359.4735 | 21.3902 | 1500 | 89.2562 | 101.0351 | UWFE | 0
1 | 1998 | 1998-05-31 | 14100.6455 | 1 | 48.4348 | 1 | 8100.6455 | 498.0893 | 1 | 4552 | 1 | 0 | 95.1975 | 5.8535 | 1202.3903 | 73.9321 | 1500 | 92.2314 | 132.1242 | UWFE | 0
1 | 1998 | 1998-06-30 | 16775.6562 | 1 | 50.811 | 1 | 6775.6562 | 403.1795 | 1 | 4500 | 1 | 0 | 1109.7554 | 66.035 | 2242.2817 | 133.425 | 1500 | 89.2562 | 188.9862 | UWFE | 0
1 | 1998 | 1998-07-31 | 14362.4873 | 1 | 53.3619 | 1 | 2362.4873 | 145.2637 | 1 | 4150 | 1 | 0 | 1396.9746 | 85.8966 | 2616.6782 | 160.8933 | 1500 | 92.2314 | 215.6264 | UWFE | 0
1 | 1998 | 1998-08-31 | [19 empty] | 86468.9062 | 5316.7658 | 0 | 0 | 0 | 0
1 | 1998 | 1998-09-30 | [7 empty] | 3400 | 1 | [10 empty] | 88005.7227 | 5236.7042 | 0 | 0 | 0 | 0
1 | 1998 | 1998-10-31 | [19 empty] | 90740.1367 | 5579.3935 | 53.2493 | 3.2742 | 53.2493 | 3.2742
1 | 1998 | 1998-11-30 | [19 empty] | 88483.4297 | 5265.1297 | 0 | 0 | 0 | 0
1 | 1998 | 1998-12-31 | [19 empty] | 0 | 0 | 0 | 0 | 0 | 0
1 | 1999 | 1999-04-30 | 3438.0725 | 0 | 51.1898 | 1 | 0 | 0 | 0 | 4552.1001 | 1 | 0 | 141.0689 | 8.3942 | 412.2113 | 24.5283 | 1500 | 89.2562 | 105.7174 | UWFE | 0
1 | 1999 | 1999-05-31 | 8437.208 | 1 | 50.6934 | 1 | 2437.208 | 149.8581 | 1 | 4552 | 1 | 0 | 838.4514 | 51.5544 | 2288.5784 | 140.7192 | 1500 | 92.2314 | 188.3682 | UWFE | 0
1 | 1999 | 1999-06-30 | 8144.7666 | 0 | 51.8515 | 1 | 0 | 0 | 0 | 4382.9727 | 1 | 0 | 1060.0844 | 63.0794 | 2226.5994 | 132.4919 | 1500 | 89.2562 | 187.0418 | UWFE | 0
1 | 1999 | 1999-07-31 | 16000 | 1 | 51.2936 | 1 | 4000 | 245.9504 | 1 | 3724.7222 | 1 | 0 | 1277.9015 | 78.5751 | 2616.6782 | 160.8933 | 1500 | 92.2314 | 211.9656 | IBU | 0
1 | 1999 | 1999-08-31 | [19 empty] | 90285.5068 | 5551.4394 | 0 | 0 | 0 | 0
1 | 1999 | 1999-09-30 | [7 empty] | 2879.5078 | 1 | [10 empty] | 85063.751 | 5061.6447 | 0 | 0 | 0 | 0
1 | 1999 | 1999-10-31 | [19 empty] | 88700.0186 | 5453.9516 | 1020.4208 | 62.7432 | 1020.4208 | 62.7432
1 | 1999 | 1999-11-30 | [19 empty] | 86044.9727 | 5120.0314 | 1214.3295 | 72.2576 | 1214.3295 | 36.1288
1 | 1999 | 1999-12-31 | [19 empty] | 0 | 0 | 0 | 0 | 0 | 0
2 | 2000 | 2000-04-30 | 3250 | 0 | 53.5498 | 1 | 0 | 0 | 0 | 4550.5093 | 1 | 0 | 37.465 | 2.2293 | 403.1705 | 23.9903 | 1500 | 89.2562 | 102.366 | UWFE | 0
2 | 2000 | 2000-05-31 | 7298.4775 | 1 | 51.9819 | 1 | 1298.4775 | 79.8403 | 1 | 4552 | 1 | 0 | 651.5164 | 40.0602 | 1855.6586 | 114.1 | 1500 | 92.2314 | 169.3115 | UWFE | 0
2 | 2000 | 2000-06-30 | 12915.8477 | 1 | 51.9336 | 1 | 2915.8477 | 173.505 | 1 | 4064.6836 | 1 | 0 | 1133.9868 | 67.4769 | 2300.9248 | 136.9145 | 1500 | 89.2562 | 191.4519 | IBU | 0
2 | 2000 | 2000-07-31 | 16243.5498 | 1 | 51.9685 | 1 | 4243.5498 | 260.9257 | 1 | 3391.2625 | 1 | 0 | 1372.8363 | 84.4124 | 2562.8928 | 157.5861 | 1500 | 92.2314 | 213.2307 | IBU | 0
2 | 2000 | 2000-08-31 | [19 empty] | 89268.6641 | 5488.9162 | 0 | 0 | 0 | 0
2 | 2000 | 2000-09-30 | [7 empty] | 2897.0579 | 1 | [10 empty] | 89757.7656 | 5340.958 | 0 | 0 | 0 | 0
2 | 2000 | 2000-10-31 | [19 empty] | 91791.709 | 5644.0522 | 877.7862 | 53.973 | 877.7862 | 53.973
2 | 2000 | 2000-11-30 | [19 empty] | 88170.917 | 5246.5339 | 1047.9904 | 62.3598 | 1047.9904 | 31.1799
2 | 2000 | 2000-12-31 | [19 empty] | 0 | 0 | 1045.7059 | 64.298 | 0 | 0
4 | 2001 | 2001-04-30 | 3250 | 0 | 51.856 | 1 | 0 | 0 | 0 | 3754.8384 | 1 | 1 | 153.8719 | 9.156 | 425.2702 | 25.3053 | 1418.6572 | 84.416 | 101.6466 | UWFE | 0
4 | 2001 | 2001-05-31 | 9349.0918 | 1 | 51.6698 | 1 | 3349.0918 | 205.9276 | 1 | 3513.1182 | 1 | 1 | 131.5108 | 8.0863 | 2330.0557 | 143.2695 | 1500 | 92.2314 | 167.9093 | IBU | 167.9093
4 | 2001 | 2001-06-30 | 13580.4258 | 1 | 52.1295 | 1 | 3580.4258 | 213.0501 | 1 | 3084.426 | 1 | 1 | 341.7346 | 20.3346 | 2635.1208 | 156.8006 | 1500 | 89.2562 | 177.8238 | IBU | 177.8238
4 | 2001 | 2001-07-31 | 11758.25 | 0 | 54.3565 | 0 | 0 | 0 | 0 | 2758.9373 | 1 | 1 | 395.1577 | 24.2973 | 2538.0757 | 156.0602 | 1500 | 92.2314 | 182.4101 | IBU | 0
4 | 2001 | 2001-08-31 | [19 empty] | 92242.5518 | 5671.7734 | 2668.2903 | 164.0668 | 2668.2903 | 164.0668
4 | 2001 | 2001-09-30 | [7 empty] | 2536.1399 | 1 | [10 empty] | 94657.2197 | 5632.4957 | 1212.2628 | 72.1346 | 1212.2628 | 72.1346
4 | 2001 | 2001-10-31 | [19 empty] | 91063.4443 | 5599.2729 | 1937.2272 | 119.1155 | 1937.2272 | 119.1155
4 | 2001 | 2001-11-30 | [19 empty] | 96749 | 5756.9653 | 1367.0464 | 81.3449 | 1367.0464 | 40.6725
4 | 2001 | 2001-12-31 | [19 empty] | 0 | 0 | 0 | 0 | 0 | 0
4 | 2002 | 2002-04-30 | 3790.3257 | 0 | 51.3936 | 1 | 0 | 0 | 0 | 4552.1001 | 1 | 1 | 592.5997 | 35.2621 | 570.9269 | 33.9725 | 1500 | 89.2562 | 123.8735 | UWFE | 0
4 | 2002 | 2002-05-31 | 8129.605 | 1 | 50.4231 | 1 | 2129.605 | 130.9443 | 1 | 4345.9795 | 1 | 1 | 512.009 | 31.4822 | 2032.462 | 124.9712 | 1500 | 92.2314 | 170.4581 | UWFE | 130.9443
4 | 2002 | 2002-06-30 | 11090.0508 | 1 | 51.0783 | 1 | 1090.0508 | 64.8625 | 1 | 3872.0471 | 1 | 1 | 765.8829 | 45.5732 | 2710.3994 | 161.28 | 1500 | 89.2562 | 192.6828 | IBU | 64.8625
4 | 2002 | 2002-07-31 | 14797.6426 | 1 | 51.4997 | 1 | 2797.6426 | 172.0203 | 1 | 3213.6313 | 1 | 1 | 838.2012 | 51.539 | 2538.0757 | 156.0602 | 1500 | 92.2314 | 196.031 | IBU | 172.0203
4 | 2002 | 2002-08-31 | [19 empty] | 92011.7979 | 5657.5849 | 1265.3412 | 77.8028 | 1265.3412 | 77.8028
4 | 2002 | 2002-09-30 | [7 empty] | 2964.5288 | 1 | [10 empty] | 95016.0933 | 5653.8502 | 1150.0072 | 68.4302 | 1150.0072 | 68.4302
4 | 2002 | 2002-10-31 | [19 empty] | 92889.2217 | 5711.5356 | 1966.7502 | 120.9308 | 1966.7502 | 120.9308
4 | 2002 | 2002-11-30 | [19 empty] | 93899.333 | 5587.3983 | 797.5587 | 47.458 | 797.5587 | 23.729
4 | 2002 | 2002-12-31 | [19 empty] | 0 | 0 | 0 | 0 | 0 | 0
OFF
ON

## Calc-Upper2+Dec
Controls | Keswick |  |  | Clear Creek Temp |  |  | Shasta Storage |  |  | WYT Control |  |  |  | Release Schedule |  |  | Delevan Release |  |  | Flow Below Red Bluff |  |  | Flow Below Hamilton City |  |  | UWFE Restriction
| April | 6000 | Minimum rule for exchange | April | 99999 | No rule | April | 99999 | No rule | W | 1 | 0 |  | Aug | 1 |  | April | 1500 |  | April | 3250 |  | April | 4000 |  | 2
| May | 6000 | Minimum rule for exchange | May | 56 | Max for pre-critical | May | 99999 | No rule | AN | 2 | 0 |  | Sep | 1 |  | May | 1500 |  | May | 3250 |  | May | 4000
| Jun | 10000 | Minimum rule for exchange | Jun | 56 | Max for pre-critical | Jun | 99999 | No rule | BN | 3 | 0 |  | Oct | 1 |  | Jun | 1500 |  | Jun | 3250 |  | Jun | 4000
| Jul | 12000 | Minimum rule for exchange | Jul | 53.5 | Max critical season (Jul 1) | Jul | 99999 | No rule | D | 4 | 1 |  | Nov | 1 |  | Jul | 1500 |  | Jul | 3250 |  | Jul | 4000
| Aug | 99999 | Max release |  |  |  | Sep - low | 0 | No rule | C | 5 | 1 |  | Dec | 1
| Sep | 99999 | Max release |  |  |  | Sep - high | 99999
| Oct | 99999 | Max release
| Nov | 99999 | Max release
| Dec | 99999 | No release | [26 empty] | Apr - Jul | Apr - Jul | Apr - Jul | Aug-Dec | Aug-Dec | Aug-Dec | Apr-Dec
|  |  | Keswick Flow |  | Clear Creek Temp |  | Upstream |  |  | Shasta Storage |  | WYT Control | TC Diversion |  | GC Diversion |  | Delevan Release Available |  | Sac River Exchangeable | COA Condition | Exchangeable Water | Potential Temperature Control/WUA Flow |  | Banks Capacity |  | Diversion Capacity |  |  |  | 1 | 2 | 1 & 2 | 3 | 4 | 3 & 4 | 1 - 4
WYT (Jan-Dec) |  |  | CFS | Flag | F | Flag | CFS | TAF | Flag | TAF | Flag | Flag | CFS | TAF | CFS | TAF | CFS | TAF | TAF |  | TAF | CFS | TAF | CFS | TAF | CFS | TAF |  | WYT | Upstream Water | Reduceable Diversions | Exchangeable Water | Habitat Improvement | Banks Capacity | Diversion Capacity | Storable Water
1 | 1922 | 1922-04-30 | 4490.9214 | 0 | 53.8048 | 1 | 0 | 0 | 0 | 4552 | 1 | 0 | 373.6106 | 22.2314 | 533.2571 | 31.731 | 1500 | 89.2562 | 116.2374 | UWFE | 0 | [6 empty] | 1922 | 1 | 375.879 | 704.3698 | 0 | 27711.1461 | 131.7231 | 131.7231 | 0 | Storable Water
1 | 1922 | 1922-05-31 | 11232.6396 | 1 | 55.4084 | 1 | 5232.6396 | 321.7425 | 1 | 4552 | 1 | 0 | 868.2706 | 53.3879 | 2241.9163 | 137.8501 | 1500 | 92.2314 | 187.8504 | UWFE | 0 | [6 empty] | 1923 | 3 | 198.6744 | 652.5345 | 0 | 28605.2649 | 218.305 | 218.305 | 0 | LT | 52.2735
1 | 1922 | 1922-06-30 | 10909.7949 | 1 | 53.3298 | 1 | 909.7949 | 54.1366 | 1 | 4241.4727 | 1 | 0 | 1108.193 | 65.9421 | 2347.4187 | 139.6811 | 1500 | 89.2562 | 192.0678 | UWFE | 0 | [6 empty] | 1924 | 5 | 161.1438 | 617.918 | 161.1438 | 28836.9706 | 598.658 | 598.658 | 161.1438 | DP | 118.2348
1 | 1922 | 1922-07-31 | 12170.3496 | 1 | 54.132 | 0 | 0 | 0 | 0 | 3788.6909 | 1 | 0 | 1209.6676 | 74.3796 | 2562.8928 | 157.5861 | 1500 | 92.2314 | 208.2143 | IBU | 0 | [6 empty] | 1925 | 4 | 43.7915 | 654.487 | 42.7647 | 28510.9171 | 376.9674 | 376.9674 | 42.7647 | W | 0
1 | 1922 | 1922-08-31 | [19 empty] | 89237.1475 | 5486.9783 | 0 | 0 | 0 | 0 | 1926 | 4 | 194.1076 | 628.7493 | 173.3633 | 28868.988 | 222.8758 | 222.8758 | 173.3633 | AN | 0
1 | 1922 | 1922-09-30 | [7 empty] | 2693.5151 | 1 | [10 empty] | 82918.2539 | 4933.9787 | 136.4151 | 8.1173 | 136.4151 | 8.1173 | 1927 | 2 | 577.1707 | 702.4023 | 0 | 27957.0133 | 102.3285 | 102.3285 | 0 | BN | 0
1 | 1922 | 1922-10-31 | [19 empty] | 95405.1709 | 5866.2353 | 940.9135 | 57.8545 | 940.9135 | 57.8545 | 1928 | 2 | 530.6434 | 653.2723 | 0 | 27770.8617 | 112.6907 | 112.6907 | 0 | D | 159.8288
1 | 1922 | 1922-11-30 | [19 empty] | 92011.9229 | 5475.0896 | 1104.9873 | 65.7513 | 1104.9873 | 65.7513 | 1929 | 5 | 127.9222 | 580.1331 | 127.9222 | 28772.0164 | 547.3502 | 547.3502 | 127.9222 | C | 86.4651
1 | 1922 | 1922-12-31 | [19 empty] | 96749 | 5948.8641 | 0 | 0 | 0 | 0 | 1930 | 4 | 0 | 613.883 | 0 | 28915.2779 | 529.9975 | 529.9975 | 0
3 | 1923 | 1923-04-30 | 3250 | 0 | 52.3498 | 1 | 0 | 0 | 0 | 3743.0518 | 1 | 0 | 244.4835 | 14.5478 | 427.7815 | 25.4548 | 1500 | 89.2562 | 109.2575 | UWFE | 0 | [6 empty] | 1931 | 5 | 174.2347 | 600.0615 | 174.2347 | 28947.6542 | 417.2065 | 417.2065 | 174.2347 | 52.2735 | 20 | 206.7373
3 | 1923 | 1923-05-31 | 9231.1299 | 1 | 55.4485 | 1 | 3231.1299 | 198.6744 | 1 | 3524.2053 | 1 | 0 | 301.417 | 18.5334 | 2265.7722 | 139.3169 | 1500 | 92.2314 | 171.1566 | UWFE | 0 | [6 empty] | 1932 | 5 | 0 | 577.6735 | 0 | 28942.8281 | 468.2117 | 468.2117 | 0 | 15 | 23 | 184.0938
3 | 1923 | 1923-06-30 | 9187.7715 | 0 | 53.1515 | 1 | 0 | 0 | 0 | 3273.1863 | 1 | 0 | 530.3787 | 31.5597 | 2621.1877 | 155.9715 | 1500 | 89.2562 | 183.0218 | IBU | 0 | [6 empty] | 1933 | 5 | 30.8252 | 581.3961 | 0 | 28944.668 | 364.8249 | 364.8249 | 0 | 30 | 22 | 191.4722
3 | 1923 | 1923-07-31 | 11611.9492 | 0 | 55.3772 | 0 | 0 | 0 | 0 | 2867.1321 | 1 | 0 | 613.4034 | 37.7167 | 2537.3855 | 156.0178 | 1500 | 92.2314 | 189.0986 | IBU | 0 | [6 empty] | 1934 | 5 | 61.1408 | 586.0952 | 61.1408 | 29112.206 | 541.7066 | 541.7066 | 61.1408 | 60 | 20 | 206.7373
3 | 1923 | 1923-08-31 | [19 empty] | 90980.1094 | 5594.1489 | 223.2617 | 13.7278 | 223.2617 | 13.7278 | 1935 | 4 | 0 | 621.904 | 0 | 28961.0569 | 121.2343 | 121.2343 | 0 | 90 | 19 | 214.4003
3 | 1923 | 1923-09-30 | [7 empty] | 2596.2393 | 1 | [10 empty] | 95583.356 | 5687.6047 | 0 | 0 | 0 | 0 | 1936 | 3 | 0 | 640.0658 | 0 | 28617.2198 | 178.0867 | 178.0867 | 0 | 100 | 19 | 214.4003
3 | 1923 | 1923-10-31 | [19 empty] | 95392.6621 | 5865.4662 | 906.5126 | 55.7393 | 906.5126 | 55.7393 | 1937 | 4 | 0 | 644.8553 | 0 | 27496.5234 | 104.7467 | 104.7467 | 0 | 120 | 18 | 220.165
3 | 1923 | 1923-11-30 | [19 empty] | 94286.9878 | 5610.4654 | 1181.5662 | 70.3081 | 1181.5662 | 70.3081 | 1938 | 1 | 467.8515 | 685.2986 | 0 | 27645.8482 | 2.9733 | 2.9733 | 0 | 150 | 16 | 230.5405
3 | 1923 | 1923-12-31 | [19 empty] | 95101.7681 | 5847.5798 | 1277.1647 | 78.5298 | 1277.1647 | 78.5298 | 1939 | 3 | 397.2899 | 676.8093 | 0 | 28239.952 | 623.408 | 623.408 | 0 | 180 | 10 | 269.7103
5 | 1924 | 1924-04-30 | 5624.3779 | 0 | 51.9006 | 1 | 0 | 0 | 0 | 2500 | 1 | 1 | 202.0041 | 12.0201 | 537.101 | 31.9597 | 1411.9502 | 84.0169 | 106.0068 | IBU | 0 | [6 empty] | 1940 | 2 | 229.3982 | 663.7744 | 0 | 27816.9264 | 129.2047 | 129.2047 | 0 | 210 | 7 | 303.3704
5 | 1924 | 1924-05-31 | 8620.7529 | 1 | 55.0898 | 1 | 2620.7529 | 161.1438 | 1 | 2135.3757 | 1 | 1 | 220.0907 | 13.5328 | 2324.4033 | 142.922 | 1500 | 92.2314 | 170.4588 | IBU | 161.1438 | [6 empty] | 1941 | 1 | 840.2123 | 667.1199 | 0 | 26872.443 | 62.0051 | 62.0051 | 0 | 240 | 6 | 314.4516
5 | 1924 | 1924-06-30 | 8906.1973 | 0 | 56.1863 | 0 | 0 | 0 | 0 | 1764.8621 | 1 | 1 | 251.7825 | 14.9821 | 2484.0364 | 147.8104 | 1500 | 89.2562 | 170.6525 | IBU | 0 | [6 empty] | 1942 | 1 | 277.6817 | 681.4633 | 0 | 27463.7574 | 142.9707 | 142.9707 | 0
5 | 1924 | 1924-07-31 | 9371.8037 | 0 | 55.104 | 0 | 0 | 0 | 0 | 1413.5541 | 1 | 1 | 274.1045 | 16.854 | 2281.4834 | 140.2829 | 1500 | 92.2314 | 170.7999 | IBU | 0 | [6 empty] | 1943 | 1 | 317.6537 | 677.9353 | 0 | 27301.6888 | 283.8382 | 283.8382 | 0
5 | 1924 | 1924-08-31 | [19 empty] | 91864.5312 | 5648.5299 | 3013.0115 | 185.2629 | 3013.0115 | 185.2629 | 1944 | 4 | 0 | 536.4356 | 0 | 28779.4879 | 425.3561 | 425.3561 | 0
5 | 1924 | 1924-09-30 | [7 empty] | 953.8166 | 1 | [10 empty] | 93796.9165 | 5581.3041 | 1832.2587 | 109.027 | 1832.2587 | 109.027 | 1945 | 3 | 114.7313 | 638.1036 | 0 | 26767.3367 | 122.3942 | 122.3942 | 0
5 | 1924 | 1924-10-31 | [19 empty] | 95975.561 | 5901.3072 | 661.1058 | 40.6498 | 661.1058 | 40.6498 | 1946 | 2 | 407.8843 | 703.6485 | 0 | 27759.6389 | 168.4989 | 168.4989 | 0
5 | 1924 | 1924-11-30 | [19 empty] | 96749 | 5756.9653 | 1030.6826 | 61.3299 | 1030.6826 | 61.3299 | 1947 | 4 | 277.5591 | 637.8422 | 277.5591 | 28843.1363 | 397.171 | 397.171 | 277.5591
5 | 1924 | 1924-12-31 | [19 empty] | 96749 | 5948.8641 | 3291.533 | 202.3885 | 3291.533 | 202.3885 | 1948 | 3 | 208.5768 | 636.5966 | 0 | 28560.0256 | 206.4982 | 206.4982 | 0
4 | 1925 | 1925-04-30 | 3250 | 0 | 49.611 | 1 | 0 | 0 | 0 | 4202.8247 | 1 | 1 | 154.969 | 9.2213 | 375.546 | 22.3465 | 1500 | 89.2562 | 105.0401 | UWFE | 0 | [6 empty] | 1949 | 4 | 193.3107 | 668.0887 | 156.3879 | 28519.1923 | 433.9174 | 433.9174 | 156.3879
4 | 1925 | 1925-05-31 | 6016.6982 | 1 | 50.3644 | 1 | 16.6982 | 1.0267 | 1 | 4282.1665 | 1 | 1 | 377.7913 | 23.2295 | 1796.5596 | 110.4661 | 1500 | 92.2314 | 159.0792 | UWFE | 0 | [6 empty] | 1950 | 4 | 24.3918 | 648.7087 | 0 | 27332.7666 | 112.0731 | 112.0731 | 0
4 | 1925 | 1925-06-30 | 9612.4141 | 0 | 50.7997 | 1 | 0 | 0 | 0 | 3989.9407 | 1 | 1 | 794.0576 | 47.2497 | 2591.7786 | 154.2215 | 1500 | 89.2562 | 189.9918 | IBU | 0 | [6 empty] | 1951 | 2 | 318.2121 | 645.2134 | 0 | 27538.7203 | 123.9875 | 123.9875 | 0
4 | 1925 | 1925-07-31 | 12695.502 | 1 | 51.4569 | 1 | 695.502 | 42.7647 | 1 | 3437.5415 | 1 | 1 | 979.5245 | 60.2286 | 2538.0757 | 156.0602 | 1500 | 92.2314 | 200.3758 | IBU | 42.7647 | [6 empty] | 1952 | 1 | 697.7898 | 685.729 | 0 | 27354.4503 | 58.6101 | 58.6101 | 0
4 | 1925 | 1925-08-31 | [19 empty] | 90169.4141 | 5544.3012 | 1755.4484 | 107.9383 | 1755.4484 | 107.9383 | 1953 | 1 | 393.9429 | 699.8034 | 0 | 27246.8411 | 184.1661 | 184.1661 | 0
4 | 1925 | 1925-09-30 | [7 empty] | 2972.5574 | 1 | [10 empty] | 94122.396 | 5600.6715 | 601.6094 | 35.7982 | 601.6094 | 35.7982 | 1954 | 2 | 628.7595 | 682.9989 | 0 | 27958.4002 | 98.617 | 98.617 | 0
4 | 1925 | 1925-10-31 | [19 empty] | 94097.9453 | 5785.8571 | 1509.1989 | 92.797 | 1509.1989 | 92.797 | 1955 | 4 | 146.3993 | 650.4859 | 146.3993 | 27220.7476 | 316.7675 | 316.7675 | 146.3993
4 | 1925 | 1925-11-30 | [19 empty] | 94973.6006 | 5651.3217 | 1037.1134 | 61.7125 | 1037.1134 | 61.7125 | 1956 | 1 | 238.4128 | 688.1348 | 0 | 27339.575 | 69.8032 | 69.8032 | 0
4 | 1925 | 1925-12-31 | [19 empty] | 96422.1292 | 5928.7656 | 1280.2795 | 78.7213 | 1280.2795 | 78.7213 | 1957 | 2 | 515.4997 | 678.5345 | 0 | 27658.9333 | 311.108 | 311.108 | 0
4 | 1926 | 1926-04-30 | 3250 | 0 | 51.2123 | 1 | 0 | 0 | 0 | 3896.7319 | 1 | 1 | 52.2226 | 3.1075 | 311.7583 | 18.5509 | 1500 | 89.2562 | 100.0854 | UWFE | 0 | [6 empty] | 1958 | 1 | 412.3229 | 667.2833 | 0 | 27286.3093 | 93.3707 | 93.3707 | 0
4 | 1926 | 1926-05-31 | 8995.4434 | 1 | 50.1938 | 1 | 2995.4434 | 184.1826 | 1 | 3570.7637 | 1 | 1 | 105.3316 | 6.4766 | 2210.8083 | 135.9373 | 1500 | 92.2314 | 163.4384 | IBU | 163.4384 | [6 empty] | 1959 | 3 | 504.1242 | 681.4201 | 0 | 28174.2064 | 344.7632 | 344.7632 | 0
4 | 1926 | 1926-06-30 | 10166.7949 | 1 | 51.8018 | 1 | 166.7949 | 9.925 | 1 | 3144.4993 | 1 | 1 | 393.1129 | 23.3918 | 2714.9617 | 161.5514 | 1500 | 89.2562 | 181.7278 | IBU | 9.925 | [6 empty] | 1960 | 4 | 382.2012 | 605.6054 | 306.2832 | 28622.2871 | 422.7664 | 422.7664 | 306.2832
4 | 1926 | 1926-07-31 | 11392.6768 | 0 | 53.7891 | 0 | 0 | 0 | 0 | 2700.4294 | 1 | 1 | 430.5342 | 26.4725 | 2538.0757 | 156.0602 | 1500 | 92.2314 | 183.4978 | IBU | 0 | [6 empty] | 1961 | 4 | 359.5936 | 650.41 | 192.7739 | 28506.3498 | 593.4829 | 593.4829 | 192.7739
4 | 1926 | 1926-08-31 | [19 empty] | 91690.6279 | 5637.837 | 1075.4595 | 66.1274 | 1075.4595 | 66.1274 | 1962 | 3 | 350.8485 | 686.2466 | 0 | 28002.0354 | 20.0458 | 20.0458 | 0
4 | 1926 | 1926-09-30 | [7 empty] | 2281.957 | 1 | [10 empty] | 95112.1768 | 5659.5675 | 1022.28 | 60.8299 | 1022.28 | 60.8299 | 1963 | 1 | 1727.2135 | 677.1254 | 0 | 27769.391 | 160.5331 | 160.5331 | 0
4 | 1926 | 1926-10-31 | [19 empty] | 95397.3447 | 5865.7541 | 1559.9655 | 95.9185 | 1559.9655 | 95.9185 | 1964 | 4 | 202.9533 | 649.6019 | 154.4018 | 27794.6084 | 318.5201 | 318.5201 | 154.4018
4 | 1926 | 1926-11-30 | [19 empty] | 96749 | 5756.9653 | 0 | 0 | 0 | 0 | 1965 | 1 | 332.6335 | 667.6 | 0 | 27801.3956 | 84.2143 | 84.2143 | 0
4 | 1926 | 1926-12-31 | [19 empty] | 96749 | 5948.8641 | 0 | 0 | 0 | 0 | 1966 | 3 | 622.644 | 692.2432 | 0 | 27935.9455 | 202.3592 | 202.3592 | 0
2 | 1927 | 1927-04-30 | 9794.8115 | 1 | 47.5787 | 1 | 3794.8115 | 225.807 | 1 | 4552 | 1 | 0 | 550.7923 | 32.7744 | 486.0442 | 28.9216 | 1500 | 89.2562 | 120.1042 | UWFE | 0 | [6 empty] | 1967 | 1 | 650.6208 | 666.8276 | 0 | 27683.5628 | 121.2366 | 121.2366 | 0
2 | 1927 | 1927-05-31 | 7714.3828 | 1 | 50.2014 | 1 | 1714.3828 | 105.4133 | 1 | 4552 | 1 | 0 | 894.1383 | 54.9784 | 2249.6934 | 138.3283 | 1500 | 92.2314 | 188.8847 | UWFE | 0 | [6 empty] | 1968 | 3 | 497.0156 | 644.8133 | 0 | 28751.3511 | 131.1443 | 131.1443 | 0
2 | 1927 | 1927-06-30 | 8988.9209 | 0 | 51.1298 | 1 | 0 | 0 | 0 | 4290.3853 | 1 | 0 | 1054.7291 | 62.7607 | 2141.7219 | 127.4413 | 1500 | 89.2562 | 184.3572 | UWFE | 0 | [6 empty] | 1969 | 1 | 438.4583 | 692.7865 | 0 | 27120.9411 | 17.675 | 17.675 | 0
2 | 1927 | 1927-07-31 | 16000 | 1 | 51.3325 | 1 | 4000 | 245.9504 | 1 | 3557.6995 | 1 | 0 | 1278.4689 | 78.61 | 2521.4749 | 155.0394 | 1500 | 92.2314 | 209.0561 | IBU | 0 | [6 empty] | 1970 | 1 | 344.982 | 613.5278 | 0 | 27458.2473 | 170.5214 | 170.5214 | 0
2 | 1927 | 1927-08-31 | [19 empty] | 88882.0723 | 5465.1456 | 131.2157 | 8.0681 | 131.2157 | 8.0681 | 1971 | 1 | 413.6983 | 685.4588 | 0 | 27495.5924 | 198.776 | 198.776 | 0
2 | 1927 | 1927-09-30 | [7 empty] | 2812.228 | 1 | [10 empty] | 89196.4268 | 5307.556 | 0 | 0 | 0 | 0 | 1972 | 3 | 529.1849 | 647.495 | 0 | 28492.339 | 297.7175 | 297.7175 | 0
2 | 1927 | 1927-10-31 | [19 empty] | 92950.9941 | 5715.3339 | 958.4877 | 58.9351 | 958.4877 | 58.9351 | 1973 | 2 | 456.3623 | 697.3503 | 0 | 25766.5103 | 104.9109 | 104.9109 | 0
2 | 1927 | 1927-11-30 | [19 empty] | 93176.5547 | 5544.39 | 593.6611 | 35.3253 | 593.6611 | 35.3253 | 1974 | 1 | 37.0389 | 679.962 | 0 | 27497.8392 | 158.6533 | 158.6533 | 0
2 | 1927 | 1927-12-31 | [19 empty] | 96354.1843 | 5924.5879 | 0 | 0 | 0 | 0 | 1975 | 1 | 358.2199 | 704.9857 | 0 | 27680.4695 | 123.3349 | 123.3349 | 0
2 | 1928 | 1928-04-30 | 3250 | 0 | 51.2807 | 1 | 0 | 0 | 0 | 4536.6592 | 1 | 0 | 195.058 | 11.6068 | 419.7452 | 24.9766 | 1500 | 89.2562 | 107.5479 | UWFE | 0 | [6 empty] | 1976 | 4 | 250.9675 | 607.4936 | 172.0144 | 28388.4548 | 561.1327 | 561.1327 | 172.0144
2 | 1928 | 1928-05-31 | 7197.1987 | 1 | 51.6729 | 1 | 1197.1987 | 73.6129 | 1 | 4435.5835 | 1 | 0 | 357.5026 | 21.982 | 2314.5017 | 142.3132 | 1500 | 92.2314 | 174.379 | UWFE | 0 | [6 empty] | 1977 | 5 | 196.3267 | 601.9224 | 196.3267 | 28741.1081 | 635.3522 | 635.3522 | 196.3267
2 | 1928 | 1928-06-30 | 13547.3184 | 1 | 51.1934 | 1 | 3547.3184 | 211.0801 | 1 | 3819.0554 | 1 | 0 | 655.3317 | 38.9949 | 2329.1833 | 138.596 | 1500 | 89.2562 | 178.0517 | IBU | 0 | [6 empty] | 1978 | 2 | 217.9635 | 695.2552 | 0 | 28150.6652 | 86.7029 | 86.7029 | 0
2 | 1928 | 1928-07-31 | 16000 | 1 | 52.2686 | 1 | 4000 | 245.9504 | 1 | 3098.6023 | 1 | 0 | 724.3493 | 44.5385 | 2562.8928 | 157.5861 | 1500 | 92.2314 | 193.2937 | IBU | 0 | [6 empty] | 1979 | 4 | 34.8776 | 653.8069 | 34.8776 | 28686.8605 | 125.5008 | 125.5008 | 34.8776
2 | 1928 | 1928-08-31 | [19 empty] | 87836.874 | 5400.8789 | 4.0737 | 0.25048 | 4.0737 | 0.25048 | 1980 | 2 | 40.0834 | 678.4036 | 0 | 28034.884 | 39.2826 | 39.2826 | 0
2 | 1928 | 1928-09-30 | [7 empty] | 2247.1189 | 1 | [10 empty] | 87919.5518 | 5231.5766 | 0 | 0 | 0 | 0 | 1981 | 4 | 591.6002 | 674.7652 | 493.1475 | 27235.2924 | 328.5317 | 328.5317 | 328.5317
2 | 1928 | 1928-10-31 | [19 empty] | 91149.4492 | 5604.5612 | 828.0195 | 50.9129 | 828.0195 | 50.9129 | 1982 | 1 | 1125.4426 | 640.3691 | 0 | 27384.5228 | 0 | 0 | 0
2 | 1928 | 1928-11-30 | [19 empty] | 93858.7065 | 5584.9809 | 1034.0005 | 61.5273 | 1034.0005 | 61.5273 | 1983 | 1 | 1379.8435 | 680.2609 | 0 | 25379.2311 | 19.841 | 19.841 | 0
2 | 1928 | 1928-12-31 | [19 empty] | 96749 | 5948.8641 | 0 | 0 | 0 | 0 | 1984 | 1 | 407.1062 | 692.3224 | 0 | 28013.4933 | 71.7163 | 71.7163 | 0
5 | 1929 | 1929-04-30 | 3250 | 0 | 51.1923 | 1 | 0 | 0 | 0 | 2771.0933 | 1 | 1 | 223.3833 | 13.2922 | 516.5081 | 30.7344 | 785.2163 | 46.7236 | 68.7369 | UWFE | 0 | [6 empty] | 1985 | 3 | 489.5172 | 656.3419 | 0 | 28578.0588 | 253.3775 | 253.3775 | 0
5 | 1929 | 1929-05-31 | 8080.4556 | 1 | 51.6781 | 1 | 2080.4556 | 127.9222 | 1 | 2547.7896 | 1 | 1 | 306.9447 | 18.8733 | 2370.6716 | 145.7669 | 1500 | 92.2314 | 174.5515 | IBU | 127.9222 | [6 empty] | 1986 | 1 | 63.8032 | 643.0755 | 0 | 28025.4545 | 288.0629 | 288.0629 | 0
5 | 1929 | 1929-06-30 | 8416.8945 | 0 | 54.2862 | 1 | 0 | 0 | 0 | 2247.3098 | 1 | 1 | 280.0013 | 16.6612 | 2189.3926 | 130.2779 | 1500 | 89.2562 | 162.7258 | IBU | 0 | [6 empty] | 1987 | 4 | 384.2392 | 639.5103 | 345.5485 | 28712.0052 | 559.0071 | 559.0071 | 345.5485
5 | 1929 | 1929-07-31 | 12141.1709 | 1 | 55.6233 | 0 | 0 | 0 | 0 | 1718.2078 | 1 | 1 | 382.0605 | 23.492 | 2281.4834 | 140.2829 | 1500 | 92.2314 | 174.1189 | IBU | 0 | [6 empty] | 1988 | 5 | 110.6356 | 562.6376 | 110.6356 | 28794.4133 | 534.8163 | 534.8163 | 110.6356
5 | 1929 | 1929-08-31 | [19 empty] | 92112.0669 | 5663.7502 | 2623.3906 | 161.306 | 2623.3906 | 161.306 | 1989 | 4 | 354.8644 | 654.2174 | 283.0543 | 28800.1747 | 434.551 | 434.551 | 283.0543
5 | 1929 | 1929-09-30 | [7 empty] | 1326.9272 | 1 | [10 empty] | 94693.3257 | 5634.6442 | 1966.5052 | 117.0152 | 1966.5052 | 117.0152 | 1990 | 5 | 0 | 508.5089 | 0 | 28762.8855 | 684.5884 | 684.5884 | 0
5 | 1929 | 1929-10-31 | [19 empty] | 94798.6035 | 5828.9389 | 1369.0618 | 84.1803 | 1369.0618 | 84.1803 | 1991 | 5 | 45.8861 | 601.8979 | 0 | 28833.6687 | 691.6938 | 691.6938 | 0
5 | 1929 | 1929-11-30 | [19 empty] | 95721.4009 | 5695.8189 | 1476.7601 | 87.8733 | 1476.7601 | 87.8733 | 1992 | 5 | 184.4094 | 595.2542 | 184.4094 | 28817.8382 | 529.4604 | 529.4604 | 184.4094
5 | 1929 | 1929-12-31 | [19 empty] | 96749 | 5948.8641 | 1577.1521 | 96.9753 | 1577.1521 | 96.9753 | 1993 | 2 | 368.517 | 678.6589 | 0 | 27996.7529 | 150.0172 | 150.0172 | 0
4 | 1930 | 1930-04-30 | 3250 | 0 | 51.2395 | 1 | 0 | 0 | 0 | 2916.8228 | 1 | 1 | 44.5087 | 2.6484 | 392.623 | 23.3627 | 1500 | 89.2562 | 102.2618 | UWFE | 0 | [6 empty] | 1994 | 5 | 21.7683 | 561.5149 | 21.7683 | 28885.7696 | 521.344 | 521.344 | 21.7683
4 | 1930 | 1930-05-31 | 5412.9868 | 0 | 51.4721 | 1 | 0 | 0 | 0 | 2856.511 | 1 | 1 | 14.9967 | 0.92211 | 2146.5247 | 131.9847 | 1500 | 92.2314 | 158.6848 | UWFE | 0 | [6 empty] | 1995 | 1 | 374.4981 | 676.6273 | 0 | 27560.3909 | 112.6723 | 112.6723 | 0
4 | 1930 | 1930-06-30 | 8881.8975 | 0 | 52.8993 | 1 | 0 | 0 | 0 | 2536.0442 | 1 | 1 | 199.5901 | 11.8764 | 2714.9617 | 161.5514 | 1500 | 89.2562 | 175.9701 | IBU | 0 | [6 empty] | 1996 | 1 | 470.8269 | 673.7036 | 0 | 26517.1563 | 153.2964 | 153.2964 | 0
4 | 1930 | 1930-07-31 | 9171.2354 | 0 | 55.4815 | 0 | 0 | 0 | 0 | 2214.1086 | 1 | 1 | 218.0871 | 13.4097 | 2538.0757 | 156.0602 | 1500 | 92.2314 | 176.9663 | IBU | 0 | [6 empty] | 1997 | 1 | 379.079 | 682.8765 | 0 | 27407.3369 | 130.5469 | 130.5469 | 0
4 | 1930 | 1930-08-31 | [19 empty] | 92245.4409 | 5671.9511 | 2140.2126 | 131.5965 | 2140.2126 | 131.5965 | 1998 | 1 | 1046.5325 | 637.7718 | 0 | 26796.2565 | 3.2742 | 3.2742 | 0
4 | 1930 | 1930-09-30 | [7 empty] | 1915.0425 | 1 | [10 empty] | 95941.9685 | 5708.9436 | 1280.4639 | 76.1929 | 1280.4639 | 76.1929 | 1999 | 1 | 395.8085 | 693.093 | 0 | 27003.3208 | 135.0008 | 135.0008 | 0
4 | 1930 | 1930-10-31 | [19 empty] | 95080.6509 | 5846.2813 | 1605.8981 | 98.7428 | 1605.8981 | 98.7428 | 2000 | 2 | 514.271 | 676.3601 | 0 | 27550.2206 | 180.6307 | 180.6307 | 0
4 | 1930 | 1930-11-30 | [19 empty] | 96451.0798 | 5739.2378 | 1772.533 | 105.473 | 1772.533 | 105.473 | 2001 | 4 | 418.9778 | 629.7899 | 345.7331 | 28486.917 | 436.6618 | 436.6618 | 345.7331
4 | 1930 | 1930-12-31 | [19 empty] | 96749 | 5948.8641 | 1918.9597 | 117.9922 | 1918.9597 | 117.9922 | 2002 | 4 | 367.8272 | 683.0454 | 236.8829 | 28042.6698 | 314.6218 | 314.6218 | 236.8829
5 | 1931 | 1931-04-30 | 6839.519 | 1 | 50.9566 | 1 | 839.519 | 49.9549 | 1 | 1860.2615 | 1 | 1 | 166.2087 | 9.8901 | 541.1191 | 32.1988 | 1500 | 89.2562 | 110.3007 | IBU | 49.9549
5 | 1931 | 1931-05-31 | 8021.2178 | 1 | 54.4401 | 1 | 2021.2178 | 124.2798 | 1 | 1533.4961 | 1 | 1 | 149.4881 | 9.1917 | 2010.7308 | 123.635 | 1500 | 92.2314 | 158.6447 | IBU | 124.2798
5 | 1931 | 1931-06-30 | 8236.2363 | 0 | 53.9153 | 1 | 0 | 0 | 0 | 1203.6804 | 1 | 1 | 183.682 | 10.9298 | 2250.9431 | 133.9404 | 1500 | 89.2562 | 161.6913 | IBU | 0
5 | 1931 | 1931-07-31 | 9719.4023 | 0 | 56.5546 | 0 | 0 | 0 | 0 | 751.5536 | 1 | 1 | 229.3762 | 14.1038 | 2281.4834 | 140.2829 | 1500 | 92.2314 | 169.4248 | IBU | 0
5 | 1931 | 1931-08-31 | [19 empty] | 92453.1548 | 5684.7229 | 1954.8474 | 120.1989 | 1954.8474 | 120.1989
5 | 1931 | 1931-09-30 | [7 empty] | 558.6163 | 1 | [10 empty] | 95634.481 | 5690.6468 | 2060.6035 | 122.6144 | 2060.6035 | 122.6144
5 | 1931 | 1931-10-31 | [19 empty] | 95356.6157 | 5863.2498 | 1549.2155 | 95.2575 | 1549.2155 | 95.2575
5 | 1931 | 1931-11-30 | [19 empty] | 96802.8669 | 5760.1706 | 1329.9177 | 79.1356 | 1329.9177 | 79.1356
5 | 1931 | 1931-12-31 | [19 empty] | 96749 | 5948.8641 | 0 | 0 | 0 | 0
5 | 1932 | 1932-04-30 | 3250 | 0 | 49.3479 | 1 | 0 | 0 | 0 | 1787.3011 | 1 | 1 | 0 | 0 | 527.2299 | 31.3724 | 1207.2068 | 71.8338 | 87.52 | UWFE | 0
5 | 1932 | 1932-05-31 | 4951.0298 | 0 | 51.6594 | 1 | 0 | 0 | 0 | 1880.7854 | 1 | 1 | 0 | 0 | 2037.6466 | 125.29 | 1500 | 92.2314 | 154.8764 | UWFE | 0
5 | 1932 | 1932-06-30 | 7197.3003 | 0 | 54.0895 | 1 | 0 | 0 | 0 | 1657.1804 | 1 | 1 | 0 | 0 | 2546.3579 | 151.5188 | 1500 | 89.2562 | 165.0156 | IBU | 0
5 | 1932 | 1932-07-31 | 8582.5312 | 0 | 55.7539 | 0 | 0 | 0 | 0 | 1286.9185 | 1 | 1 | 0 | 0 | 2538.0757 | 156.0602 | 1500 | 92.2314 | 170.2615 | IBU | 0
5 | 1932 | 1932-08-31 | [19 empty] | 92726.3965 | 5701.5239 | 1881.4377 | 115.6851 | 1881.4377 | 115.6851
5 | 1932 | 1932-09-30 | [7 empty] | 902.0558 | 1 | [10 empty] | 95768.7432 | 5698.636 | 909.0564 | 54.0926 | 909.0564 | 54.0926
5 | 1932 | 1932-10-31 | [19 empty] | 95267.8862 | 5857.794 | 1075.1279 | 66.107 | 1075.1279 | 66.107
5 | 1932 | 1932-11-30 | [19 empty] | 96396.8372 | 5736.0101 | 1139.5615 | 67.8086 | 1139.5615 | 67.8086
5 | 1932 | 1932-12-31 | [19 empty] | 96749 | 5948.8641 | 2675.6343 | 164.5183 | 2675.6343 | 164.5183
5 | 1933 | 1933-04-30 | 3250 | 0 | 51.0343 | 1 | 0 | 0 | 0 | 1716.4489 | 1 | 1 | 180.9952 | 10.77 | 566.2323 | 33.6932 | 929.3281 | 55.2989 | 77.5304 | UWFE | 0
5 | 1933 | 1933-05-31 | 6501.3232 | 1 | 51.83 | 1 | 501.3232 | 30.8252 | 1 | 1691.3677 | 1 | 1 | 170.3089 | 10.4719 | 2197.3789 | 135.1116 | 1500 | 92.2314 | 165.0231 | UWFE | 0
5 | 1933 | 1933-06-30 | 7378.0923 | 0 | 54.6796 | 1 | 0 | 0 | 0 | 1503.11 | 1 | 1 | 210.9902 | 12.5548 | 2481.9319 | 147.6852 | 1500 | 89.2562 | 169.3762 | IBU | 0
5 | 1933 | 1933-07-31 | 10174.7207 | 0 | 55.8661 | 0 | 0 | 0 | 0 | 1036.8127 | 1 | 1 | 230.7274 | 14.1869 | 2281.4834 | 140.2829 | 1500 | 92.2314 | 169.4663 | IBU | 0
5 | 1933 | 1933-08-31 | [19 empty] | 91960.7812 | 5654.448 | 1026.3896 | 63.1102 | 1026.3896 | 63.1102
5 | 1933 | 1933-09-30 | [7 empty] | 614.1947 | 1 | [10 empty] | 95805.5776 | 5700.8278 | 1631.1929 | 97.0627 | 1631.1929 | 97.0627
5 | 1933 | 1933-10-31 | [19 empty] | 95686.9746 | 5883.5627 | 1357.4503 | 83.4664 | 1357.4503 | 83.4664
5 | 1933 | 1933-11-30 | [19 empty] | 96749 | 5756.9653 | 1382.8738 | 82.2867 | 1382.8738 | 82.2867
5 | 1933 | 1933-12-31 | [19 empty] | 96749 | 5948.8641 | 632.6299 | 38.8989 | 632.6299 | 38.8989
5 | 1934 | 1934-04-30 | 3250 | 0 | 50.4968 | 1 | 0 | 0 | 0 | 1640.1229 | 1 | 1 | 162.7166 | 9.6823 | 521.5308 | 31.0332 | 953.1812 | 56.7182 | 77.076 | UWFE | 0
5 | 1934 | 1934-05-31 | 6994.3599 | 1 | 51.0222 | 1 | 994.3599 | 61.1408 | 1 | 1420.9012 | 1 | 1 | 222.3974 | 13.6747 | 2243.6472 | 137.9565 | 1500 | 92.2314 | 168.047 | IBU | 61.1408
5 | 1934 | 1934-06-30 | 8056.0332 | 0 | 54.7523 | 1 | 0 | 0 | 0 | 1102.0863 | 1 | 1 | 267.8396 | 15.9376 | 2418.7939 | 143.9282 | 1500 | 89.2562 | 169.1891 | IBU | 0
5 | 1934 | 1934-07-31 | 10945.8584 | 0 | 56.0546 | 0 | 0 | 0 | 0 | 650 | 1 | 1 | 306.0854 | 18.8205 | 2281.4834 | 140.2829 | 1500 | 92.2314 | 171.7831 | IBU | 0
5 | 1934 | 1934-08-31 | [19 empty] | 92824.4819 | 5707.5549 | 3029.4255 | 186.2721 | 3029.4255 | 186.2721
5 | 1934 | 1934-09-30 | [7 empty] | 550 | 1 | [10 empty] | 96065.6274 | 5716.3018 | 1900.2302 | 113.0716 | 1900.2302 | 113.0716
5 | 1934 | 1934-10-31 | [19 empty] | 97296.3577 | 5982.5198 | 1445.2672 | 88.866 | 1445.2672 | 88.866
5 | 1934 | 1934-11-30 | [19 empty] | 96749 | 5756.9653 | 2579.6003 | 153.4969 | 2579.6003 | 153.4969
5 | 1934 | 1934-12-31 | [19 empty] | 96749 | 5948.8641 | 0 | 0 | 0 | 0
4 | 1935 | 1935-04-30 | 3250 | 0 | 49.3581 | 1 | 0 | 0 | 0 | 2701.3298 | 1 | 1 | 1.3366 | 0.079535 | 295.1836 | 17.5646 | 1500 | 89.2562 | 98.0783 | UWFE | 0
4 | 1935 | 1935-05-31 | 3785.3335 | 0 | 51.7742 | 1 | 0 | 0 | 0 | 2993.2708 | 1 | 1 | 70.7989 | 4.3533 | 2185.4097 | 134.3756 | 1500 | 92.2314 | 161.5958 | UWFE | 0
4 | 1935 | 1935-06-30 | 8129.792 | 0 | 51.7009 | 1 | 0 | 0 | 0 | 2742.5535 | 1 | 1 | 355.0309 | 21.1258 | 2600.0139 | 154.7116 | 1500 | 89.2562 | 177.1749 | IBU | 0
4 | 1935 | 1935-07-31 | 9552.0293 | 0 | 53.4228 | 1 | 0 | 0 | 0 | 2381.8289 | 1 | 1 | 386.6729 | 23.7756 | 2632.5889 | 161.8716 | 1500 | 92.2314 | 185.055 | IBU | 0
4 | 1935 | 1935-08-31 | [19 empty] | 91777.3145 | 5643.1671 | 311.4095 | 19.1478 | 311.4095 | 19.1478
4 | 1935 | 1935-09-30 | [7 empty] | 1958.6935 | 1 | [10 empty] | 95974.2356 | 5710.8636 | 386.7321 | 23.0122 | 386.7321 | 23.0122
4 | 1935 | 1935-10-31 | [19 empty] | 96108.8003 | 5909.4998 | 839.3042 | 51.6068 | 839.3042 | 51.6068
4 | 1935 | 1935-11-30 | [19 empty] | 96609.4626 | 5748.6622 | 442.0624 | 26.3045 | 442.0624 | 26.3045
4 | 1935 | 1935-12-31 | [19 empty] | 96749 | 5948.8641 | 18.9133 | 1.1629 | 18.9133 | 1.1629
3 | 1936 | 1936-04-30 | 3250 | 0 | 49.9358 | 1 | 0 | 0 | 0 | 4126.3887 | 1 | 0 | 205.4302 | 12.2239 | 427.2792 | 25.4249 | 1500 | 89.2562 | 108.0806 | UWFE | 0
3 | 1936 | 1936-05-31 | 5730.4502 | 0 | 50.768 | 1 | 0 | 0 | 0 | 4065.3789 | 1 | 0 | 284.6239 | 17.5008 | 2118.009 | 130.2313 | 1500 | 92.2314 | 166.0975 | UWFE | 0
3 | 1936 | 1936-06-30 | 7140.0508 | 0 | 50.7063 | 1 | 0 | 0 | 0 | 3872.5437 | 1 | 0 | 523.2095 | 31.1331 | 2337.2417 | 139.0755 | 1500 | 89.2562 | 174.3605 | UWFE | 0
3 | 1936 | 1936-07-31 | 10100.9551 | 0 | 50.7844 | 1 | 0 | 0 | 0 | 3405.3208 | 1 | 0 | 692.3971 | 42.5738 | 2537.3855 | 156.0178 | 1500 | 92.2314 | 191.5272 | IBU | 0
3 | 1936 | 1936-08-31 | [19 empty] | 90321.0078 | 5553.6223 | 354.9322 | 21.8239 | 354.9322 | 21.8239
3 | 1936 | 1936-09-30 | [7 empty] | 2909.5725 | 1 | [10 empty] | 95795.6445 | 5700.2367 | 0 | 0 | 0 | 0
3 | 1936 | 1936-10-31 | [19 empty] | 94201.2852 | 5792.2113 | 840.8682 | 51.703 | 840.8682 | 51.703
3 | 1936 | 1936-11-30 | [19 empty] | 94597.1748 | 5628.9228 | 1128.2206 | 67.1338 | 1128.2206 | 67.1338
3 | 1936 | 1936-12-31 | [19 empty] | 96641.053 | 5942.2267 | 608.6764 | 37.4261 | 608.6764 | 37.4261
4 | 1937 | 1937-04-30 | 3250 | 0 | 51.1619 | 1 | 0 | 0 | 0 | 4047.5991 | 1 | 1 | 21.6228 | 1.2866 | 433.8087 | 25.8134 | 1500 | 89.2562 | 102.8062 | UWFE | 0
4 | 1937 | 1937-05-31 | 5043.8032 | 0 | 52.3628 | 1 | 0 | 0 | 0 | 4246.3125 | 1 | 1 | 298.0839 | 18.3285 | 2283.9185 | 140.4327 | 1500 | 92.2314 | 171.612 | UWFE | 0
4 | 1937 | 1937-06-30 | 7479.6577 | 0 | 52.6582 | 1 | 0 | 0 | 0 | 4074.0493 | 1 | 1 | 523.2274 | 31.1342 | 2560.5481 | 152.3632 | 1500 | 89.2562 | 181.0049 | IBU | 0
4 | 1937 | 1937-07-31 | 10615.4678 | 0 | 52.4044 | 1 | 0 | 0 | 0 | 3583.8875 | 1 | 1 | 624.2546 | 38.3839 | 2537.3855 | 156.0178 | 1500 | 92.2314 | 189.4322 | IBU | 0
4 | 1937 | 1937-08-31 | [19 empty] | 90408.666 | 5559.0122 | 565.9938 | 34.8016 | 565.9938 | 34.8016
4 | 1937 | 1937-09-30 | [7 empty] | 3016.5383 | 1 | [10 empty] | 94463.1523 | 5620.9479 | 479.2887 | 28.5197 | 479.2887 | 28.5197
4 | 1937 | 1937-10-31 | [19 empty] | 95507.4399 | 5872.5236 | 673.721 | 41.4255 | 673.721 | 41.4255
4 | 1937 | 1937-11-30 | [19 empty] | 91785.7744 | 5461.6329 | 0 | 0 | 0 | 0
4 | 1937 | 1937-12-31 | [19 empty] | 81031.0801 | 4982.4069 | 0 | 0 | 0 | 0
1 | 1938 | 1938-04-30 | 11215.0049 | 1 | 47.3544 | 1 | 5215.0049 | 310.3143 | 1 | 4058 | 1 | 0 | 40.1789 | 2.3908 | 377.0528 | 22.4362 | 1500 | 89.2562 | 101.6697 | UWFE | 0
1 | 1938 | 1938-05-31 | 8562.0957 | 1 | 50.2414 | 1 | 2562.0957 | 157.5371 | 1 | 4488.4585 | 1 | 0 | 664.7729 | 40.8753 | 2143.9324 | 131.8253 | 1500 | 92.2314 | 178.5817 | UWFE | 0
1 | 1938 | 1938-06-30 | 7901.6748 | 0 | 52.2985 | 1 | 0 | 0 | 0 | 4435.9438 | 1 | 0 | 1236.6031 | 73.583 | 2276.9829 | 135.4899 | 1500 | 89.2562 | 193.7926 | UWFE | 0
1 | 1938 | 1938-07-31 | 10626.4932 | 0 | 52.415 | 1 | 0 | 0 | 0 | 4015.3958 | 1 | 0 | 1349.9773 | 83.0069 | 2521.4749 | 155.0394 | 1500 | 92.2314 | 211.2546 | IBU | 0
1 | 1938 | 1938-08-31 | [19 empty] | 89530.1455 | 5504.9941 | 0 | 0 | 0 | 0
1 | 1938 | 1938-09-30 | [7 empty] | 3067.6685 | 1 | [10 empty] | 84308.3066 | 5016.6926 | 0 | 0 | 0 | 0
1 | 1938 | 1938-10-31 | [19 empty] | 94842.9639 | 5831.6665 | 48.3554 | 2.9733 | 48.3554 | 2.9733
1 | 1938 | 1938-11-30 | [19 empty] | 91290.8857 | 5432.1849 | 0 | 0 | 0 | 0
1 | 1938 | 1938-12-31 | [19 empty] | 95308.8052 | 5860.31 | 0 | 0 | 0 | 0
3 | 1939 | 1939-04-30 | 5639.229 | 0 | 50.9941 | 1 | 0 | 0 | 0 | 3617.3884 | 1 | 0 | 605.5399 | 36.0321 | 578.7889 | 34.4403 | 1500 | 89.2562 | 124.4924 | UWFE | 0
3 | 1939 | 1939-05-31 | 10183.0283 | 1 | 50.974 | 1 | 4183.0283 | 257.2044 | 1 | 3339.7322 | 1 | 0 | 507.599 | 31.211 | 2184.0237 | 134.2904 | 1500 | 92.2314 | 174.9821 | IBU | 0
3 | 1939 | 1939-06-30 | 12354.2148 | 1 | 52.3855 | 1 | 2354.2148 | 140.0855 | 1 | 2944.5042 | 1 | 0 | 658.929 | 39.209 | 2679.3533 | 159.4326 | 1500 | 89.2562 | 188.577 | IBU | 0
3 | 1939 | 1939-07-31 | 16000 | 1 | 53.5164 | 0 | 0 | 0 | 0 | 2319.4109 | 1 | 0 | 718.1892 | 44.1597 | 2421.5117 | 148.893 | 1500 | 92.2314 | 188.7577 | IBU | 0
3 | 1939 | 1939-08-31 | [19 empty] | 85997.9141 | 5287.8056 | 3226.4531 | 198.3869 | 3226.4531 | 198.3869
3 | 1939 | 1939-09-30 | [7 empty] | 1819.9207 | 1 | [10 empty] | 94525.0498 | 5624.6311 | 1628.0061 | 96.8731 | 1628.0061 | 96.8731
3 | 1939 | 1939-10-31 | [19 empty] | 94233.896 | 5794.2164 | 1678.0692 | 103.1805 | 1678.0692 | 103.1805
3 | 1939 | 1939-11-30 | [19 empty] | 93849.5293 | 5584.4348 | 2018.9309 | 120.1347 | 2018.9309 | 120.1347
3 | 1939 | 1939-12-31 | [19 empty] | 96749 | 5948.8641 | 1704.9424 | 104.8328 | 1704.9424 | 104.8328
2 | 1940 | 1940-04-30 | 3250 | 0 | 50.9426 | 1 | 0 | 0 | 0 | 4211.5957 | 1 | 0 | 253.2779 | 15.0711 | 410.2022 | 24.4087 | 1500 | 89.2562 | 108.9961 | UWFE | 0
2 | 1940 | 1940-05-31 | 5750.9185 | 0 | 51.5146 | 1 | 0 | 0 | 0 | 4218.2231 | 1 | 0 | 465.7007 | 28.6348 | 1936.5457 | 119.0736 | 1500 | 92.2314 | 166.0856 | UWFE | 0
2 | 1940 | 1940-06-30 | 9764.6211 | 0 | 51.4421 | 1 | 0 | 0 | 0 | 3893.9165 | 1 | 0 | 885.6907 | 52.7023 | 2416.4163 | 143.7868 | 1500 | 89.2562 | 187.5007 | IBU | 0
2 | 1940 | 1940-07-31 | 15730.8037 | 1 | 51.38 | 1 | 3730.8037 | 229.3982 | 1 | 3200 | 1 | 0 | 981.2554 | 60.335 | 2562.8928 | 157.5861 | 1500 | 92.2314 | 201.192 | IBU | 0
2 | 1940 | 1940-08-31 | [19 empty] | 88462.9746 | 5439.3763 | 0 | 0 | 0 | 0
2 | 1940 | 1940-09-30 | [7 empty] | 2472.0696 | 1 | [10 empty] | 90576.1445 | 5389.6549 | 254.3345 | 15.134 | 254.3345 | 15.134
2 | 1940 | 1940-10-31 | [19 empty] | 93346.9336 | 5739.6792 | 785.3339 | 48.2883 | 785.3339 | 48.2883
2 | 1940 | 1940-11-30 | [19 empty] | 92458.0693 | 5501.6372 | 1105.5104 | 65.7824 | 1105.5104 | 65.7824
2 | 1940 | 1940-12-31 | [19 empty] | 93459.1455 | 5746.5789 | 0 | 0 | 0 | 0
1 | 1941 | 1941-04-30 | 13347.3867 | 1 | 47.1024 | 1 | 7347.3867 | 437.1999 | 1 | 4456 | 1 | 0 | 23.2961 | 1.3862 | 258.5183 | 15.3829 | 1500 | 89.2562 | 97.6408 | UWFE | 0
1 | 1941 | 1941-05-31 | 11196.6289 | 1 | 49.2716 | 1 | 5196.6289 | 319.5283 | 1 | 4552 | 1 | 0 | 416.0439 | 25.5815 | 1881.5819 | 115.694 | 1500 | 92.2314 | 162.8692 | UWFE | 0
1 | 1941 | 1941-06-30 | 7959.4507 | 0 | 51.4857 | 1 | 0 | 0 | 0 | 4473.5991 | 1 | 0 | 1200.7139 | 71.4474 | 2235.8164 | 133.0403 | 1500 | 89.2562 | 191.5001 | UWFE | 0
1 | 1941 | 1941-07-31 | 13357.7402 | 1 | 52.4571 | 1 | 1357.7402 | 83.4842 | 1 | 4107.0615 | 1 | 0 | 1380.1753 | 84.8637 | 2616.6782 | 160.8933 | 1500 | 92.2314 | 215.1099 | IBU | 0
1 | 1941 | 1941-08-31 | [19 empty] | 88126.1738 | 5418.6672 | 41.8712 | 2.5746 | 41.8712 | 2.5746
1 | 1941 | 1941-09-30 | [7 empty] | 3115.0088 | 1 | [10 empty] | 83265.2793 | 4954.6282 | 125.058 | 7.4415 | 125.058 | 7.4415
1 | 1941 | 1941-10-31 | [19 empty] | 93057.9199 | 5721.9085 | 404.5907 | 24.8773 | 404.5907 | 24.8773
1 | 1941 | 1941-11-30 | [19 empty] | 90006.7656 | 5355.7745 | 455.629 | 27.1118 | 455.629 | 27.1118
1 | 1941 | 1941-12-31 | [19 empty] | 88171.6689 | 5421.4646 | 0 | 0 | 0 | 0
1 | 1942 | 1942-04-30 | 3250 | 0 | 49.6966 | 1 | 0 | 0 | 0 | 4509.979 | 1 | 0 | 20.9692 | 1.2478 | 278.1066 | 16.5485 | 1500 | 89.2562 | 98.1543 | UWFE | 0
1 | 1942 | 1942-05-31 | 10224.1553 | 1 | 48.258 | 1 | 4224.1553 | 259.7332 | 1 | 4552 | 1 | 0 | 528.7356 | 32.5107 | 2076.0068 | 127.6487 | 1500 | 92.2314 | 172.3111 | UWFE | 0
1 | 1942 | 1942-06-30 | 7711.707 | 0 | 50.7208 | 1 | 0 | 0 | 0 | 4500 | 1 | 0 | 1239.5582 | 73.7588 | 2346.1777 | 139.6073 | 1500 | 89.2562 | 195.9393 | UWFE | 0
1 | 1942 | 1942-07-31 | 12291.9043 | 1 | 51.1292 | 1 | 291.9043 | 17.9485 | 1 | 3968.4211 | 1 | 0 | 1378.51 | 84.7613 | 2616.6782 | 160.8933 | 1500 | 92.2314 | 215.0587 | IBU | 0
1 | 1942 | 1942-08-31 | [19 empty] | 89122.7676 | 5479.9454 | 0 | 0 | 0 | 0
1 | 1942 | 1942-09-30 | [7 empty] | 2988.8579 | 1 | [10 empty] | 83557.9609 | 4972.044 | 0 | 0 | 0 | 0
1 | 1942 | 1942-10-31 | [19 empty] | 91981.8252 | 5655.742 | 1127.2537 | 69.3121 | 1127.2537 | 69.3121
1 | 1942 | 1942-11-30 | [19 empty] | 90870.3604 | 5407.1619 | 1237.8724 | 73.6585 | 1237.8724 | 73.6585
1 | 1942 | 1942-12-31 | [19 empty] | 96749 | 5948.8641 | 0 | 0 | 0 | 0
1 | 1943 | 1943-04-30 | 3750.5979 | 0 | 50.0219 | 1 | 0 | 0 | 0 | 4552 | 1 | 0 | 242.1598 | 14.4095 | 409.7 | 24.3788 | 1500 | 89.2562 | 108.6504 | UWFE | 0
1 | 1943 | 1943-05-31 | 7166.1421 | 1 | 50.6322 | 1 | 1166.1421 | 71.7033 | 1 | 4552 | 1 | 0 | 758.1062 | 46.6141 | 2288.5784 | 140.7192 | 1500 | 92.2314 | 185.8981 | UWFE | 0
1 | 1943 | 1943-06-30 | 8327.5449 | 0 | 50.9354 | 1 | 0 | 0 | 0 | 4340.3306 | 1 | 0 | 855.9166 | 50.9306 | 2263.261 | 134.6734 | 1500 | 89.2562 | 182.0582 | UWFE | 0
1 | 1943 | 1943-07-31 | 16000 | 1 | 50.8746 | 1 | 4000 | 245.9504 | 1 | 3628.5266 | 1 | 0 | 941.1246 | 57.8675 | 2607.4685 | 160.327 | 1500 | 92.2314 | 201.3286 | IBU | 0
1 | 1943 | 1943-08-31 | [19 empty] | 88574.7412 | 5446.2486 | 301.3545 | 18.5296 | 301.3545 | 18.5296
1 | 1943 | 1943-09-30 | [7 empty] | 2551.4565 | 1 | [10 empty] | 83754.3652 | 4983.7308 | 0 | 0 | 0 | 0
1 | 1943 | 1943-10-31 | [19 empty] | 91470.8174 | 5624.3213 | 1550.2404 | 95.3206 | 1550.2404 | 95.3206
1 | 1943 | 1943-11-30 | [19 empty] | 89086.3047 | 5301.0033 | 2815.1504 | 167.5131 | 2815.1504 | 167.5131
1 | 1943 | 1943-12-31 | [19 empty] | 96708.678 | 5946.3848 | 40.2526 | 2.475 | 40.2526 | 2.475
4 | 1944 | 1944-04-30 | 3250 | 0 | 50.6062 | 1 | 0 | 0 | 0 | 3187.7554 | 1 | 1 | 104.063 | 6.1922 | 468.9672 | 27.9055 | 653.1499 | 38.8651 | 55.9139 | UWFE | 0
4 | 1944 | 1944-05-31 | 5285.6045 | 0 | 51.9306 | 1 | 0 | 0 | 0 | 3183.9851 | 1 | 1 | 20.6807 | 1.2716 | 2024.6851 | 124.493 | 1042.1973 | 64.0822 | 126.9645 | UWFE | 0
4 | 1944 | 1944-06-30 | 9979.6836 | 0 | 51.4312 | 1 | 0 | 0 | 0 | 2883.6287 | 1 | 1 | 231.6128 | 13.7819 | 2655.6514 | 158.0222 | 1500 | 89.2562 | 175.1583 | IBU | 0
4 | 1944 | 1944-07-31 | 11936.8037 | 0 | 53.4744 | 1 | 0 | 0 | 0 | 2455.5315 | 1 | 1 | 264.6837 | 16.2748 | 2538.0757 | 156.0602 | 1500 | 92.2314 | 178.3989 | IBU | 0
4 | 1944 | 1944-08-31 | [19 empty] | 91194.1172 | 5607.3077 | 1479.6511 | 90.9802 | 1479.6511 | 90.9802
4 | 1944 | 1944-09-30 | [7 empty] | 2136.832 | 1 | [10 empty] | 95026.6343 | 5654.4774 | 1451.7377 | 86.3844 | 1451.7377 | 86.3844
4 | 1944 | 1944-10-31 | [19 empty] | 94521.0581 | 5811.8733 | 1521.927 | 93.5796 | 1521.927 | 93.5796
4 | 1944 | 1944-11-30 | [19 empty] | 96749 | 5756.9653 | 0 | 0 | 0 | 0
4 | 1944 | 1944-12-31 | [19 empty] | 96749 | 5948.8641 | 2511.2678 | 154.4118 | 2511.2678 | 154.4118
3 | 1945 | 1945-04-30 | 3250 | 0 | 50.6697 | 1 | 0 | 0 | 0 | 4155.4067 | 1 | 0 | 245.7053 | 14.6205 | 453.397 | 26.979 | 1303.2493 | 77.5487 | 98.3485 | UWFE | 0
3 | 1945 | 1945-05-31 | 4815.7119 | 0 | 50.9828 | 1 | 0 | 0 | 0 | 4312.3994 | 1 | 0 | 419.0883 | 25.7687 | 2006.5386 | 123.3772 | 1448.3042 | 89.0528 | 163.6257 | UWFE | 0
3 | 1945 | 1945-06-30 | 8762.8174 | 0 | 50.982 | 1 | 0 | 0 | 0 | 4079.3799 | 1 | 0 | 584.3591 | 34.7718 | 2486.4326 | 147.953 | 1500 | 89.2562 | 180.6186 | IBU | 0
3 | 1945 | 1945-07-31 | 13865.9258 | 1 | 50.8347 | 1 | 1865.9258 | 114.7313 | 1 | 3470.7292 | 1 | 0 | 726.7673 | 44.6872 | 2632.5889 | 161.8716 | 1500 | 92.2314 | 195.5108 | IBU | 0
3 | 1945 | 1945-08-31 | [19 empty] | 90106.1162 | 5540.4091 | 465.3352 | 28.6123 | 465.3352 | 28.6123
3 | 1945 | 1945-09-30 | [7 empty] | 2950.8347 | 1 | [10 empty] | 94362.6147 | 5614.9655 | 334.2428 | 19.8888 | 334.2428 | 19.8888
3 | 1945 | 1945-10-31 | [19 empty] | 94737.2158 | 5825.1643 | 526.3936 | 32.3667 | 526.3936 | 32.3667
3 | 1945 | 1945-11-30 | [19 empty] | 93731.1704 | 5577.392 | 697.8735 | 41.5264 | 697.8735 | 41.5264
3 | 1945 | 1945-12-31 | [19 empty] | 68459.4219 | 4209.4058 | 0 | 0 | 0 | 0
2 | 1946 | 1946-04-30 | 4076.0847 | 0 | 48.8389 | 1 | 0 | 0 | 0 | 4552 | 1 | 0 | 571.7728 | 34.0228 | 546.8182 | 32.5379 | 1500 | 89.2562 | 122.5366 | UWFE | 0
2 | 1946 | 1946-05-31 | 7674.5024 | 1 | 48.6904 | 1 | 1674.5024 | 102.9611 | 1 | 4470.8901 | 1 | 0 | 870.653 | 53.5344 | 2245.0334 | 138.0417 | 1500 | 92.2314 | 188.0195 | UWFE | 0
2 | 1946 | 1946-06-30 | 10991.0703 | 1 | 49.0016 | 1 | 991.0703 | 58.9728 | 1 | 4054.7852 | 1 | 0 | 864.2981 | 51.4293 | 2675.0896 | 159.1789 | 1500 | 89.2562 | 194.5603 | IBU | 0
2 | 1946 | 1946-07-31 | 16000 | 1 | 49.4936 | 1 | 4000 | 245.9504 | 1 | 3315.6355 | 1 | 0 | 929.8784 | 57.176 | 2527.7539 | 155.4255 | 1500 | 92.2314 | 198.5322 | IBU | 0
2 | 1946 | 1946-08-31 | [19 empty] | 88284.5977 | 5428.4083 | 0 | 0 | 0 | 0
2 | 1946 | 1946-09-30 | [7 empty] | 2524.6172 | 1 | [10 empty] | 88618.8271 | 5273.1864 | 0 | 0 | 0 | 0
2 | 1946 | 1946-10-31 | [19 empty] | 91926.4023 | 5652.3342 | 1148.6481 | 70.6276 | 1148.6481 | 70.6276
2 | 1946 | 1946-11-30 | [19 empty] | 91705.3271 | 5456.8459 | 1644.782 | 97.8713 | 1644.782 | 97.8713
2 | 1946 | 1946-12-31 | [19 empty] | 96749 | 5948.8641 | 0 | 0 | 0 | 0
4 | 1947 | 1947-04-30 | 3250 | 0 | 51.9924 | 1 | 0 | 0 | 0 | 3389.9932 | 1 | 1 | 210.8019 | 12.5436 | 467.4604 | 27.8158 | 1500 | 89.2562 | 109.4359 | UWFE | 0
4 | 1947 | 1947-05-31 | 8656.3467 | 1 | 50.6873 | 1 | 2656.3467 | 163.3324 | 1 | 3099.4897 | 1 | 1 | 304.6068 | 18.7295 | 2205.6235 | 135.6185 | 1500 | 92.2314 | 169.4054 | IBU | 163.3324
4 | 1947 | 1947-06-30 | 10092.335 | 1 | 51.8953 | 1 | 92.335 | 5.4943 | 1 | 2880.8298 | 1 | 1 | 355.6331 | 21.1616 | 2534.7493 | 150.8281 | 1500 | 89.2562 | 175.251 | IBU | 5.4943
4 | 1947 | 1947-07-31 | 13768.3623 | 1 | 53.4525 | 1 | 1768.3623 | 108.7324 | 1 | 2415.1191 | 1 | 1 | 438.7327 | 26.9766 | 2538.0757 | 156.0602 | 1500 | 92.2314 | 183.7498 | IBU | 108.7324
4 | 1947 | 1947-08-31 | [19 empty] | 90847.5518 | 5585.9982 | 1509.7136 | 92.8287 | 1509.7136 | 92.8287
4 | 1947 | 1947-09-30 | [7 empty] | 1968.9127 | 1 | [10 empty] | 94272.1274 | 5609.5811 | 1350.3022 | 80.3486 | 1350.3022 | 80.3486
4 | 1947 | 1947-10-31 | [19 empty] | 96632.9336 | 5941.7275 | 1046.6112 | 64.3536 | 1046.6112 | 64.3536
4 | 1947 | 1947-11-30 | [19 empty] | 96749 | 5756.9653 | 1013.9701 | 60.3354 | 1013.9701 | 60.3354
4 | 1947 | 1947-12-31 | [19 empty] | 96749 | 5948.8641 | 1615.0374 | 99.3048 | 1615.0374 | 99.3048
3 | 1948 | 1948-04-30 | 3250 | 0 | 49.8796 | 1 | 0 | 0 | 0 | 4304.8442 | 1 | 0 | 46.9189 | 2.7919 | 211.8076 | 12.6034 | 1500 | 89.2562 | 96.9538 | UWFE | 0
3 | 1948 | 1948-05-31 | 9188.4805 | 1 | 49.2702 | 1 | 3188.4805 | 196.052 | 1 | 4552 | 1 | 0 | 414.7917 | 25.5046 | 1547.1708 | 95.1318 | 1500 | 92.2314 | 152.5496 | UWFE | 0
3 | 1948 | 1948-06-30 | 8322.8652 | 0 | 51.373 | 1 | 0 | 0 | 0 | 4500 | 1 | 0 | 739.4797 | 44.0021 | 2358.4155 | 140.3355 | 1500 | 89.2562 | 181.425 | UWFE | 0
3 | 1948 | 1948-07-31 | 12203.6953 | 1 | 51.6793 | 1 | 203.6953 | 12.5247 | 1 | 3932.4302 | 1 | 0 | 1057.1549 | 65.0019 | 2632.5889 | 161.8716 | 1500 | 92.2314 | 205.6682 | IBU | 0
3 | 1948 | 1948-08-31 | [19 empty] | 90274.7529 | 5550.7782 | 181.0285 | 11.131 | 181.0285 | 11.131
3 | 1948 | 1948-09-30 | [7 empty] | 3400 | 1 | [10 empty] | 94375.8257 | 5615.7516 | 0 | 0 | 0 | 0
3 | 1948 | 1948-10-31 | [19 empty] | 93532.6089 | 5751.096 | 756.6262 | 46.5231 | 756.6262 | 46.5231
3 | 1948 | 1948-11-30 | [19 empty] | 95683.0312 | 5693.5357 | 1042.5563 | 62.0364 | 1042.5563 | 62.0364
3 | 1948 | 1948-12-31 | [19 empty] | 96749 | 5948.8641 | 1411.7911 | 86.8077 | 1411.7911 | 86.8077
4 | 1949 | 1949-04-30 | 3250 | 0 | 51.6989 | 1 | 0 | 0 | 0 | 4435.8999 | 1 | 1 | 261.8059 | 15.5785 | 454.9038 | 27.0687 | 1500 | 89.2562 | 110.5798 | UWFE | 0
4 | 1949 | 1949-05-31 | 6600.4927 | 1 | 50.5308 | 1 | 600.4927 | 36.9229 | 1 | 4429.8804 | 1 | 1 | 565.0432 | 34.7431 | 2066.1624 | 127.0434 | 1500 | 92.2314 | 173.1247 | UWFE | 0
4 | 1949 | 1949-06-30 | 9891.2217 | 0 | 51.3591 | 1 | 0 | 0 | 0 | 4039.3413 | 1 | 1 | 696.9446 | 41.4711 | 2712.6807 | 161.4157 | 1500 | 89.2562 | 190.6996 | IBU | 0
4 | 1949 | 1949-07-31 | 14543.4053 | 1 | 50.8896 | 1 | 2543.4053 | 156.3879 | 1 | 3385.6567 | 1 | 1 | 761.8835 | 46.8464 | 2538.0757 | 156.0602 | 1500 | 92.2314 | 193.6847 | IBU | 156.3879
4 | 1949 | 1949-08-31 | [19 empty] | 90977.3701 | 5593.9804 | 2030.7351 | 124.865 | 2030.7351 | 124.865
4 | 1949 | 1949-09-30 | [7 empty] | 3001.7329 | 1 | [10 empty] | 94939.002 | 5649.2629 | 1015.7755 | 60.4428 | 1015.7755 | 60.4428
4 | 1949 | 1949-10-31 | [19 empty] | 93926.5708 | 5775.3197 | 1726.7583 | 106.1742 | 1726.7583 | 106.1742
4 | 1949 | 1949-11-30 | [19 empty] | 93878.3037 | 5586.147 | 814.2058 | 48.4486 | 814.2058 | 48.4486
4 | 1949 | 1949-12-31 | [19 empty] | 96189.832 | 5914.4822 | 1528.5476 | 93.9867 | 1528.5476 | 93.9867
4 | 1950 | 1950-04-30 | 3250 | 0 | 51.199 | 1 | 0 | 0 | 0 | 4233.7075 | 1 | 1 | 269.7053 | 16.0486 | 500.6099 | 29.7884 | 1500 | 89.2562 | 112.1747 | UWFE | 0
4 | 1950 | 1950-05-31 | 6396.6948 | 1 | 50.9867 | 1 | 396.6948 | 24.3918 | 1 | 4172.8188 | 1 | 1 | 221.0393 | 13.5912 | 2273.5491 | 139.7951 | 1500 | 92.2314 | 168.9245 | UWFE | 0
4 | 1950 | 1950-06-30 | 8106.1187 | 0 | 51.3961 | 1 | 0 | 0 | 0 | 3898.8838 | 1 | 1 | 433.4818 | 25.794 | 2603.5125 | 154.9197 | 1500 | 89.2562 | 179.6131 | IBU | 0
4 | 1950 | 1950-07-31 | 9670.4365 | 0 | 52.2543 | 1 | 0 | 0 | 0 | 3515.8723 | 1 | 1 | 482.35 | 29.6585 | 2632.5889 | 161.8716 | 1500 | 92.2314 | 187.9965 | IBU | 0
4 | 1950 | 1950-08-31 | [19 empty] | 90741.2334 | 5579.461 | 437.0708 | 26.8744 | 437.0708 | 26.8744
4 | 1950 | 1950-09-30 | [7 empty] | 3133.936 | 1 | [10 empty] | 95235.519 | 5666.9069 | 0 | 0 | 0 | 0
4 | 1950 | 1950-10-31 | [19 empty] | 91664.6934 | 5636.2423 | 1385.6233 | 85.1987 | 1385.6233 | 85.1987
4 | 1950 | 1950-11-30 | [19 empty] | 88639.3223 | 5274.406 | 0 | 0 | 0 | 0
4 | 1950 | 1950-12-31 | [19 empty] | 84175.5117 | 5175.7505 | 0 | 0 | 0 | 0
2 | 1951 | 1951-04-30 | 3250 | 0 | 50.0263 | 1 | 0 | 0 | 0 | 4516.4619 | 1 | 0 | 285.896 | 17.012 | 523.7141 | 31.1632 | 870.4789 | 51.7971 | 75.8847 | UWFE | 0
2 | 1951 | 1951-05-31 | 6537.2441 | 1 | 50.0782 | 1 | 537.2441 | 33.0339 | 1 | 4552 | 1 | 0 | 725.9411 | 44.6364 | 1961.9442 | 120.6352 | 1500 | 92.2314 | 174.8672 | UWFE | 0
2 | 1951 | 1951-06-30 | 10659.2461 | 1 | 49.9268 | 1 | 659.2461 | 39.2279 | 1 | 4123.9614 | 1 | 0 | 977.7628 | 58.1809 | 2422.4946 | 144.1484 | 1500 | 89.2562 | 190.4209 | IBU | 0
2 | 1951 | 1951-07-31 | 16000 | 1 | 50.0006 | 1 | 4000 | 245.9504 | 1 | 3378.9827 | 1 | 0 | 1073.9122 | 66.0323 | 2562.8928 | 157.5861 | 1500 | 92.2314 | 204.0406 | IBU | 0
2 | 1951 | 1951-08-31 | [19 empty] | 88694.9902 | 5453.6424 | 0 | 0 | 0 | 0
2 | 1951 | 1951-09-30 | [7 empty] | 2661.9062 | 1 | [10 empty] | 90025.668 | 5356.8993 | 0 | 0 | 0 | 0
2 | 1951 | 1951-10-31 | [19 empty] | 92899.103 | 5712.1432 | 951.9967 | 58.536 | 951.9967 | 58.536
2 | 1951 | 1951-11-30 | [19 empty] | 91653.6699 | 5453.7721 | 1099.9492 | 65.4515 | 1099.9492 | 65.4515
2 | 1951 | 1951-12-31 | [19 empty] | 90461.541 | 5562.2633 | 0 | 0 | 0 | 0
1 | 1952 | 1952-04-30 | 16481.4199 | 1 | 46.812 | 1 | 10481.4199 | 623.6878 | 1 | 4290 | 1 | 0 | 93.1022 | 5.54 | 430.7951 | 25.6341 | 1500 | 89.2562 | 104.8432 | UWFE | 0
1 | 1952 | 1952-05-31 | 7205.1543 | 1 | 49.9088 | 1 | 1205.1543 | 74.102 | 1 | 4552 | 1 | 0 | 740.7537 | 45.5472 | 2298.9478 | 141.3568 | 1500 | 92.2314 | 185.6834 | UWFE | 0
1 | 1952 | 1952-06-30 | 6688.2456 | 0 | 51.4966 | 1 | 0 | 0 | 0 | 4500 | 1 | 0 | 1056.9393 | 62.8923 | 2224.6392 | 132.3752 | 1500 | 89.2562 | 186.8899 | UWFE | 0
1 | 1952 | 1952-07-31 | 9808.5918 | 0 | 52.4523 | 1 | 0 | 0 | 0 | 4145.5332 | 1 | 0 | 1272.6998 | 78.2553 | 2503.0557 | 153.9069 | 1500 | 92.2314 | 208.3125 | UWFE | 0
1 | 1952 | 1952-08-31 | [19 empty] | 88187.665 | 5422.4482 | 0 | 0 | 0 | 0
1 | 1952 | 1952-09-30 | [7 empty] | 3316.7529 | 1 | [10 empty] | 87814.3584 | 5225.3172 | 38.3109 | 2.2797 | 38.3109 | 2.2797
1 | 1952 | 1952-10-31 | [19 empty] | 92103.1167 | 5663.1999 | 203.0086 | 12.4825 | 203.0086 | 12.4825
1 | 1952 | 1952-11-30 | [19 empty] | 89899.2256 | 5349.3754 | 736.8885 | 43.8479 | 736.8885 | 43.8479
1 | 1952 | 1952-12-31 | [19 empty] | 92605.8154 | 5694.1096 | 0 | 0 | 0 | 0
1 | 1953 | 1953-04-30 | 5435.791 | 0 | 48.9836 | 1 | 0 | 0 | 0 | 4552 | 1 | 0 | 445.4772 | 26.5077 | 432.8041 | 25.7536 | 1500 | 89.2562 | 115.3869 | UWFE | 0
1 | 1953 | 1953-05-31 | 9500.9639 | 1 | 48.5261 | 1 | 3500.9639 | 215.2659 | 1 | 4552 | 1 | 0 | 730.5885 | 44.9221 | 2213.4006 | 136.0967 | 1500 | 92.2314 | 182.7408 | UWFE | 0
1 | 1953 | 1953-06-30 | 8763.9053 | 0 | 50.4203 | 1 | 0 | 0 | 0 | 4500 | 1 | 0 | 1097.9736 | 65.334 | 2273.6465 | 135.2914 | 1500 | 89.2562 | 189.5689 | UWFE | 0
1 | 1953 | 1953-07-31 | 14905.9033 | 1 | 51.295 | 1 | 2905.9033 | 178.677 | 1 | 3867.5134 | 1 | 0 | 1282.4961 | 78.8576 | 2616.6782 | 160.8933 | 1500 | 92.2314 | 212.1068 | IBU | 0
1 | 1953 | 1953-08-31 | [19 empty] | 89655.0713 | 5512.6755 | 19.6381 | 1.2075 | 19.6381 | 1.2075
1 | 1953 | 1953-09-30 | [7 empty] | 3007.0503 | 1 | [10 empty] | 85167.9883 | 5067.8472 | 0 | 0 | 0 | 0
1 | 1953 | 1953-10-31 | [19 empty] | 90385.585 | 5557.593 | 1224.5797 | 75.2965 | 1224.5797 | 75.2965
1 | 1953 | 1953-11-30 | [19 empty] | 88062.6611 | 5240.0922 | 1707.2793 | 101.5902 | 1707.2793 | 101.5902
1 | 1953 | 1953-12-31 | [19 empty] | 95444.1685 | 5868.6332 | 98.7508 | 6.0719 | 98.7508 | 6.0719
2 | 1954 | 1954-04-30 | 10966.7246 | 1 | 48.7392 | 1 | 4966.7246 | 295.5406 | 1 | 4546 | 1 | 0 | 33.8696 | 2.0154 | 347.9214 | 20.7028 | 1500 | 89.2562 | 100.6153 | UWFE | 0
2 | 1954 | 1954-05-31 | 7140.4268 | 1 | 50.8273 | 1 | 1140.4268 | 70.1221 | 1 | 4520.7495 | 1 | 0 | 705.2218 | 43.3624 | 2247.1011 | 138.1689 | 1500 | 92.2314 | 182.997 | UWFE | 0
2 | 1954 | 1954-06-30 | 10288.1543 | 1 | 50.714 | 1 | 288.1543 | 17.1464 | 1 | 4172.916 | 1 | 0 | 1051.8853 | 62.5915 | 2396.1545 | 142.5811 | 1500 | 89.2562 | 191.8425 | IBU | 0
2 | 1954 | 1954-07-31 | 16000 | 1 | 51.3267 | 1 | 4000 | 245.9504 | 1 | 3484.4351 | 1 | 0 | 1187.8694 | 73.0392 | 2562.8928 | 157.5861 | 1500 | 92.2314 | 207.5441 | IBU | 0
2 | 1954 | 1954-08-31 | [19 empty] | 89107.3271 | 5478.996 | 0 | 0 | 0 | 0
2 | 1954 | 1954-09-30 | [7 empty] | 2910.6812 | 1 | [10 empty] | 89705.001 | 5337.8182 | 0 | 0 | 0 | 0
2 | 1954 | 1954-10-31 | [19 empty] | 92851.604 | 5709.2226 | 798.4457 | 49.0945 | 798.4457 | 49.0945
2 | 1954 | 1954-11-30 | [19 empty] | 92153.2515 | 5483.4993 | 832.2526 | 49.5225 | 832.2526 | 49.5225
2 | 1954 | 1954-12-31 | [19 empty] | 96749 | 5948.8641 | 0 | 0 | 0 | 0
4 | 1955 | 1955-04-30 | 3250 | 0 | 50.4513 | 1 | 0 | 0 | 0 | 3900.9666 | 1 | 1 | 222.8969 | 13.2633 | 466.9581 | 27.7859 | 1500 | 89.2562 | 109.7808 | UWFE | 0
4 | 1955 | 1955-05-31 | 5268.8193 | 0 | 51.6167 | 1 | 0 | 0 | 0 | 4019.9189 | 1 | 1 | 365.3899 | 22.4669 | 2265.772 | 139.3169 | 1486.1831 | 91.3818 | 172.2738 | UWFE | 0
4 | 1955 | 1955-06-30 | 9586.7441 | 0 | 51.2535 | 1 | 0 | 0 | 0 | 3710.1033 | 1 | 1 | 444.3331 | 26.4397 | 2712.6807 | 161.4157 | 1500 | 89.2562 | 183.1839 | IBU | 0
4 | 1955 | 1955-07-31 | 14380.9561 | 1 | 51.8714 | 1 | 2380.9561 | 146.3993 | 1 | 3124.1541 | 1 | 1 | 487.4453 | 29.9718 | 2538.0757 | 156.0602 | 1500 | 92.2314 | 185.2474 | IBU | 146.3993
4 | 1955 | 1955-08-31 | [19 empty] | 91467.54 | 5624.1198 | 1565.8888 | 96.2827 | 1565.8888 | 96.2827
4 | 1955 | 1955-09-30 | [7 empty] | 2864.9436 | 1 | [10 empty] | 95723.1929 | 5695.9255 | 813.699 | 48.4185 | 813.699 | 48.4185
4 | 1955 | 1955-10-31 | [19 empty] | 94019.6997 | 5781.046 | 1413.0873 | 86.8874 | 1413.0873 | 86.8874
4 | 1955 | 1955-11-30 | [19 empty] | 96749 | 5756.9653 | 1431.4788 | 85.1789 | 1431.4788 | 85.1789
4 | 1955 | 1955-12-31 | [19 empty] | 70952.3672 | 4362.691 | 0 | 0 | 0 | 0
1 | 1956 | 1956-04-30 | 3250 | 0 | 49.8951 | 1 | 0 | 0 | 0 | 4525.9761 | 1 | 0 | 274.4471 | 16.3307 | 472.9853 | 28.1446 | 1500 | 89.2562 | 111.4939 | UWFE | 0
1 | 1956 | 1956-05-31 | 9877.4131 | 1 | 47.8752 | 1 | 3877.4131 | 238.4128 | 1 | 4552 | 1 | 0 | 735.6575 | 45.2338 | 2024.1602 | 124.4608 | 1500 | 92.2314 | 177.0787 | UWFE | 0
1 | 1956 | 1956-06-30 | 7543.416 | 0 | 50.0897 | 1 | 0 | 0 | 0 | 4426.123 | 1 | 0 | 1099.931 | 65.4504 | 2200.5312 | 130.9407 | 1500 | 89.2562 | 187.4518 | UWFE | 0
1 | 1956 | 1956-07-31 | 11823.9668 | 0 | 50.2826 | 1 | 0 | 0 | 0 | 3905.5474 | 1 | 0 | 1282.6154 | 78.8649 | 2616.6782 | 160.8933 | 1500 | 92.2314 | 212.1105 | IBU | 0
1 | 1956 | 1956-08-31 | [19 empty] | 90474.1582 | 5563.0391 | 0 | 0 | 0 | 0
1 | 1956 | 1956-09-30 | [7 empty] | 3055.8276 | 1 | [10 empty] | 84431.8018 | 5024.0411 | 0 | 0 | 0 | 0
1 | 1956 | 1956-10-31 | [19 empty] | 92823.0757 | 5707.4685 | 524.9938 | 32.2806 | 524.9938 | 32.2806
1 | 1956 | 1956-11-30 | [19 empty] | 87816.9082 | 5225.4689 | 630.5883 | 37.5226 | 630.5883 | 37.5226
1 | 1956 | 1956-12-31 | [19 empty] | 94646.0278 | 5819.5574 | 0 | 0 | 0 | 0
2 | 1957 | 1957-04-30 | 3250 | 0 | 51.2174 | 1 | 0 | 0 | 0 | 4535.7544 | 1 | 0 | 473.61 | 28.1818 | 459.4242 | 27.3376 | 1500 | 89.2562 | 117.0159 | UWFE | 0
2 | 1957 | 1957-05-31 | 10383.7988 | 1 | 50.1161 | 1 | 4383.7988 | 269.5493 | 1 | 4552 | 1 | 0 | 717.7584 | 44.1332 | 2044.8989 | 125.7359 | 1500 | 92.2314 | 177.166 | UWFE | 0
2 | 1957 | 1957-06-30 | 9041.2539 | 0 | 52.2485 | 1 | 0 | 0 | 0 | 4290.394 | 1 | 0 | 866.6025 | 51.5664 | 2422.4946 | 144.1484 | 1500 | 89.2562 | 187.1136 | IBU | 0
2 | 1957 | 1957-07-31 | 16000 | 1 | 51.8162 | 1 | 4000 | 245.9504 | 1 | 3601.6663 | 1 | 0 | 947.8796 | 58.2828 | 2467.6895 | 151.7323 | 1500 | 92.2314 | 197.239 | IBU | 0
2 | 1957 | 1957-08-31 | [19 empty] | 89621.124 | 5510.5881 | 972.9947 | 59.8271 | 972.9947 | 59.8271
2 | 1957 | 1957-09-30 | [7 empty] | 3041.053 | 1 | [10 empty] | 90649.2773 | 5394.0066 | 579.7745 | 34.499 | 579.7745 | 34.499
2 | 1957 | 1957-10-31 | [19 empty] | 94373.6128 | 5802.8073 | 1307.7252 | 80.4089 | 1307.7252 | 80.4089
2 | 1957 | 1957-11-30 | [19 empty] | 91059.4033 | 5418.4108 | 2291.8242 | 136.373 | 2291.8242 | 136.373
2 | 1957 | 1957-12-31 | [19 empty] | 89987.5791 | 5533.1206 | 0 | 0 | 0 | 0
1 | 1958 | 1958-04-30 | 11542.2393 | 1 | 47.7729 | 1 | 5542.2393 | 329.7861 | 1 | 4173 | 1 | 0 | 28.5275 | 1.6975 | 286.1428 | 17.0267 | 1500 | 89.2562 | 98.6183 | UWFE | 0
1 | 1958 | 1958-05-31 | 6985.3262 | 1 | 51.3851 | 1 | 985.3262 | 60.5853 | 1 | 4552 | 1 | 0 | 454.2844 | 27.9329 | 1943.7979 | 119.5195 | 1500 | 92.2314 | 165.9576 | UWFE | 0
1 | 1958 | 1958-06-30 | 8232.1523 | 0 | 51.6816 | 1 | 0 | 0 | 0 | 4500 | 1 | 0 | 1154.1927 | 68.6792 | 2269.7261 | 135.0581 | 1500 | 89.2562 | 191.1249 | UWFE | 0
1 | 1958 | 1958-07-31 | 12357.0049 | 1 | 52.2247 | 1 | 357.0049 | 21.9514 | 1 | 4105.7368 | 1 | 0 | 1329.9095 | 81.773 | 2552.2114 | 156.9294 | 1500 | 92.2314 | 211.5826 | IBU | 0
1 | 1958 | 1958-08-31 | [19 empty] | 87940.8721 | 5407.2735 | 0 | 0 | 0 | 0
1 | 1958 | 1958-09-30 | [7 empty] | 3174.582 | 1 | [10 empty] | 84527.9521 | 5029.7624 | 0 | 0 | 0 | 0
1 | 1958 | 1958-10-31 | [19 empty] | 92967.8687 | 5716.3714 | 50.6989 | 3.1174 | 50.6989 | 3.1174
1 | 1958 | 1958-11-30 | [19 empty] | 88886.126 | 5289.0918 | 1516.7578 | 90.2534 | 1516.7578 | 90.2534
1 | 1958 | 1958-12-31 | [19 empty] | 95040.4614 | 5843.8102 | 0 | 0 | 0 | 0
3 | 1959 | 1959-04-30 | 4176.9141 | 0 | 52.521 | 1 | 0 | 0 | 0 | 4402.9878 | 1 | 0 | 220.1043 | 13.0971 | 554.8545 | 33.0161 | 1474.0967 | 87.7148 | 110.7715 | UWFE | 0
3 | 1959 | 1959-05-31 | 8032.0801 | 1 | 51.6039 | 1 | 2032.0801 | 124.9477 | 1 | 4231.4053 | 1 | 0 | 634.8976 | 39.0383 | 2338.3577 | 143.78 | 1500 | 92.2314 | 183.6406 | UWFE | 0
3 | 1959 | 1959-06-30 | 12238.9375 | 1 | 51.9429 | 1 | 2238.9375 | 133.226 | 1 | 3758.0562 | 1 | 0 | 756.1251 | 44.9926 | 2677.3357 | 159.3125 | 1500 | 89.2562 | 191.4088 | IBU | 0
3 | 1959 | 1959-07-31 | 16000 | 1 | 52.9363 | 1 | 4000 | 245.9504 | 1 | 3122.5605 | 1 | 0 | 824.8505 | 50.7181 | 2537.3855 | 156.0178 | 1500 | 92.2314 | 195.5993 | IBU | 0
3 | 1959 | 1959-08-31 | [19 empty] | 87769.9443 | 5396.7635 | 580.9988 | 35.7242 | 580.9988 | 35.7242
3 | 1959 | 1959-09-30 | [7 empty] | 2777.2996 | 1 | [10 empty] | 94751.3535 | 5638.0971 | 162.4661 | 9.6674 | 162.4661 | 9.6674
3 | 1959 | 1959-10-31 | [19 empty] | 93413.3604 | 5743.7636 | 1540.0111 | 94.6916 | 1540.0111 | 94.6916
3 | 1959 | 1959-11-30 | [19 empty] | 92727.7559 | 5517.6846 | 1347.0541 | 80.1553 | 1347.0541 | 80.1553
3 | 1959 | 1959-12-31 | [19 empty] | 95594.8394 | 5877.8976 | 2025.1993 | 124.5247 | 2025.1993 | 124.5247
4 | 1960 | 1960-04-30 | 7127.0625 | 1 | 49.9112 | 1 | 1127.0625 | 67.0649 | 1 | 4172.9888 | 1 | 1 | 16.4874 | 0.98107 | 466.4559 | 27.7561 | 1500 | 89.2562 | 103.6248 | UWFE | 0
4 | 1960 | 1960-05-31 | 4957.1445 | 0 | 52.5273 | 1 | 0 | 0 | 0 | 4264.8516 | 1 | 1 | 320.0725 | 19.6805 | 2099.8628 | 129.1155 | 998.0752 | 61.3693 | 135.7673 | UWFE | 0
4 | 1960 | 1960-06-30 | 13233.9727 | 1 | 51.4405 | 1 | 3233.9727 | 192.4347 | 1 | 3735.5588 | 1 | 1 | 457.7018 | 27.2352 | 2712.6807 | 161.4157 | 1500 | 89.2562 | 183.5816 | IBU | 183.5816
4 | 1960 | 1960-07-31 | 13995.5498 | 1 | 52.786 | 1 | 1995.5498 | 122.7016 | 1 | 3174.9954 | 1 | 1 | 499.181 | 30.6934 | 2441.2615 | 150.1073 | 1500 | 92.2314 | 182.6318 | IBU | 122.7016
4 | 1960 | 1960-08-31 | [19 empty] | 90376.2197 | 5557.0171 | 1283.535 | 78.9215 | 1283.535 | 78.9215
4 | 1960 | 1960-09-30 | [7 empty] | 2747.3599 | 1 | [10 empty] | 93859.9321 | 5585.0538 | 1185.9482 | 70.5688 | 1185.9482 | 70.5688
4 | 1960 | 1960-10-31 | [19 empty] | 93911.3975 | 5774.3868 | 1660.7848 | 102.1177 | 1660.7848 | 102.1177
4 | 1960 | 1960-11-30 | [19 empty] | 96749 | 5756.9653 | 409.7125 | 24.3796 | 409.7125 | 24.3796
4 | 1960 | 1960-12-31 | [19 empty] | 96749 | 5948.8641 | 2387.1279 | 146.7788 | 2387.1279 | 146.7788
4 | 1961 | 1961-04-30 | 3330.928 | 0 | 51.2625 | 1 | 0 | 0 | 0 | 4552 | 1 | 1 | 224.1461 | 13.3376 | 461.4332 | 27.4572 | 1500 | 89.2562 | 109.6536 | UWFE | 0
4 | 1961 | 1961-05-31 | 7787.1885 | 1 | 50.2406 | 1 | 1787.1885 | 109.8899 | 1 | 4502.2798 | 1 | 1 | 270.7625 | 16.6485 | 2241.9163 | 137.8501 | 1500 | 92.2314 | 169.4807 | UWFE | 0
4 | 1961 | 1961-06-30 | 10063.0752 | 1 | 51.53 | 1 | 63.0752 | 3.7532 | 1 | 4143.2856 | 1 | 1 | 520.3307 | 30.9618 | 2605.4656 | 155.036 | 1500 | 89.2562 | 182.2551 | IBU | 3.7532
4 | 1961 | 1961-07-31 | 16000 | 1 | 51.3744 | 1 | 4000 | 245.9504 | 1 | 3417.938 | 1 | 1 | 610.1761 | 37.5183 | 2538.0757 | 156.0602 | 1500 | 92.2314 | 189.0206 | IBU | 189.0206
4 | 1961 | 1961-08-31 | [19 empty] | 90140.4219 | 5542.5185 | 3366.3738 | 206.9903 | 3366.3738 | 206.9903
4 | 1961 | 1961-09-30 | [7 empty] | 3030.2942 | 1 | [10 empty] | 94542.3823 | 5625.6624 | 1068.3673 | 63.5723 | 1068.3673 | 63.5723
4 | 1961 | 1961-10-31 | [19 empty] | 92871.4131 | 5710.4406 | 2354.5803 | 144.7775 | 2354.5803 | 144.7775
4 | 1961 | 1961-11-30 | [19 empty] | 95558.9888 | 5686.1547 | 1388.9673 | 82.6493 | 1388.9673 | 82.6493
4 | 1961 | 1961-12-31 | [19 empty] | 96630.4297 | 5941.5735 | 1553.0544 | 95.4936 | 1553.0544 | 95.4936
3 | 1962 | 1962-04-30 | 3754.135 | 0 | 51.1166 | 1 | 0 | 0 | 0 | 4552 | 1 | 0 | 412.5512 | 24.5485 | 496.0895 | 29.5194 | 1500 | 89.2562 | 116.2901 | UWFE | 0
3 | 1962 | 1962-05-31 | 8163.2202 | 1 | 49.7835 | 1 | 2163.2202 | 133.0112 | 1 | 4418.8945 | 1 | 0 | 657.1561 | 40.407 | 2288.5784 | 140.7192 | 1500 | 92.2314 | 182.7945 | UWFE | 0
3 | 1962 | 1962-06-30 | 9541.0107 | 0 | 50.6775 | 1 | 0 | 0 | 0 | 4081.9338 | 1 | 0 | 805.9758 | 47.9589 | 2523.6528 | 150.1678 | 1500 | 89.2562 | 188.3195 | IBU | 0
3 | 1962 | 1962-07-31 | 15542.7832 | 1 | 50.5078 | 1 | 3542.7832 | 217.8372 | 1 | 3381.1711 | 1 | 0 | 930.3408 | 57.2044 | 2537.3855 | 156.0178 | 1500 | 92.2314 | 198.8425 | IBU | 0
3 | 1962 | 1962-08-31 | [19 empty] | 90501.5059 | 5564.7207 | 326.014 | 20.0458 | 326.014 | 20.0458
3 | 1962 | 1962-09-30 | [7 empty] | 3012.7175 | 1 | [10 empty] | 94563.6353 | 5626.9271 | 0 | 0 | 0 | 0
3 | 1962 | 1962-10-31 | [19 empty] | 91099.3086 | 5601.4781 | 0 | 0 | 0 | 0
3 | 1962 | 1962-11-30 | [19 empty] | 94435.6953 | 5619.3141 | 0 | 0 | 0 | 0
3 | 1962 | 1962-12-31 | [19 empty] | 90906.0537 | 5589.5954 | 0 | 0 | 0 | 0
1 | 1963 | 1963-04-30 | 30893.4492 | 1 | 48.0211 | 1 | 24893.4492 | 1481.2631 | 1 | 4137 | 1 | 0 | 15.7005 | 0.93425 | 254.5001 | 15.1438 | 1500 | 89.2562 | 97.2952 | UWFE | 0
1 | 1963 | 1963-05-31 | 4724.0718 | 0 | 52.6576 | 1 | 0 | 0 | 0 | 4552 | 1 | 0 | 528.8322 | 32.5166 | 2086.3762 | 128.2863 | 1500 | 92.2314 | 172.6329 | UWFE | 0
1 | 1963 | 1963-06-30 | 8594.7188 | 0 | 52.5437 | 1 | 0 | 0 | 0 | 4318.4883 | 1 | 0 | 1228.4559 | 73.0982 | 2324.6143 | 138.3242 | 1500 | 89.2562 | 194.9674 | IBU | 0
1 | 1963 | 1963-07-31 | 16000 | 1 | 52.1096 | 1 | 4000 | 245.9504 | 1 | 3649.5266 | 1 | 0 | 1381.7018 | 84.9575 | 2521.4749 | 155.0394 | 1500 | 92.2314 | 212.2299 | IBU | 0
1 | 1963 | 1963-08-31 | [19 empty] | 89286.8535 | 5490.0346 | 0 | 0 | 0 | 0
1 | 1963 | 1963-09-30 | [7 empty] | 2718.1057 | 1 | [10 empty] | 84976.958 | 5056.4801 | 0 | 0 | 0 | 0
1 | 1963 | 1963-10-31 | [19 empty] | 92588.9097 | 5693.0701 | 1189.5573 | 73.143 | 1189.5573 | 73.143
1 | 1963 | 1963-11-30 | [19 empty] | 93790.8306 | 5580.942 | 1109.0795 | 65.9948 | 1109.0795 | 65.9948
1 | 1963 | 1963-12-31 | [19 empty] | 96749 | 5948.8641 | 347.9604 | 21.3952 | 347.9604 | 21.3952
4 | 1964 | 1964-04-30 | 6091.9458 | 1 | 49.5505 | 1 | 91.9458 | 5.4712 | 1 | 3746.6431 | 1 | 1 | 316.7788 | 18.8496 | 564.8998 | 33.6139 | 1500 | 89.2562 | 115.488 | UWFE | 0
4 | 1964 | 1964-05-31 | 6700.6343 | 1 | 50.719 | 1 | 700.6343 | 43.0803 | 1 | 3609.583 | 1 | 1 | 332.7473 | 20.4598 | 2309.8418 | 142.0266 | 1500 | 92.2314 | 173.4746 | UWFE | 0
4 | 1964 | 1964-06-30 | 8947.915 | 0 | 51.8991 | 1 | 0 | 0 | 0 | 3402.845 | 1 | 1 | 359.1174 | 21.369 | 2607.7468 | 155.1717 | 1500 | 89.2562 | 177.5265 | IBU | 0
4 | 1964 | 1964-07-31 | 14511.1045 | 1 | 52.2635 | 1 | 2511.1045 | 154.4018 | 1 | 2786.1204 | 1 | 1 | 422.4683 | 25.9766 | 2533.6196 | 155.7862 | 1500 | 92.2314 | 183.1128 | IBU | 154.4018
4 | 1964 | 1964-08-31 | [19 empty] | 91194.7256 | 5607.3451 | 771.8971 | 47.4621 | 771.8971 | 47.4621
4 | 1964 | 1964-09-30 | [7 empty] | 2475.9597 | 1 | [10 empty] | 95000.5879 | 5652.9275 | 1010.3552 | 60.1203 | 1010.3552 | 60.1203
4 | 1964 | 1964-10-31 | [19 empty] | 94941.0786 | 5837.6994 | 1503.1575 | 92.4256 | 1503.1575 | 92.4256
4 | 1964 | 1964-11-30 | [19 empty] | 96749 | 5756.9653 | 1991.6625 | 118.5121 | 1991.6625 | 118.5121
4 | 1964 | 1964-12-31 | [19 empty] | 80336.0488 | 4939.6711 | 0 | 0 | 0 | 0
1 | 1965 | 1965-04-30 | 6748.3589 | 1 | 46.9475 | 1 | 748.3589 | 44.5304 | 1 | 4500 | 1 | 0 | 15.9951 | 0.95177 | 409.7 | 24.3788 | 1500 | 89.2562 | 101.9215 | UWFE | 0
1 | 1965 | 1965-05-31 | 6685.5464 | 1 | 49.0954 | 1 | 685.5464 | 42.1526 | 1 | 4530.542 | 1 | 0 | 633.975 | 38.9816 | 2257.9951 | 138.8387 | 1500 | 92.2314 | 181.1416 | UWFE | 0
1 | 1965 | 1965-06-30 | 8087.3091 | 0 | 49.5362 | 1 | 0 | 0 | 0 | 4283.3418 | 1 | 0 | 838.3341 | 49.8843 | 2334.416 | 138.9074 | 1500 | 89.2562 | 183.6521 | UWFE | 0
1 | 1965 | 1965-07-31 | 16000 | 1 | 49.4431 | 1 | 4000 | 245.9504 | 1 | 3588.6501 | 1 | 0 | 922.0832 | 56.6967 | 2612.0735 | 160.6101 | 1500 | 92.2314 | 200.8848 | IBU | 0
1 | 1965 | 1965-08-31 | [19 empty] | 91045.6006 | 5598.1758 | 0 | 0 | 0 | 0
1 | 1965 | 1965-09-30 | [7 empty] | 2849.3286 | 1 | [10 empty] | 86410.6357 | 5141.7899 | 0 | 0 | 0 | 0
1 | 1965 | 1965-10-31 | [19 empty] | 91501.9746 | 5626.2371 | 958.2055 | 58.9178 | 958.2055 | 58.9178
1 | 1965 | 1965-11-30 | [19 empty] | 92705.7603 | 5516.3758 | 425.1225 | 25.2965 | 425.1225 | 25.2965
1 | 1965 | 1965-12-31 | [19 empty] | 96260.3301 | 5918.817 | 0 | 0 | 0 | 0
3 | 1966 | 1966-04-30 | 4292.8887 | 0 | 49.8692 | 1 | 0 | 0 | 0 | 4552 | 1 | 0 | 529.8277 | 31.5269 | 552.3431 | 32.8667 | 1500 | 89.2562 | 121.453 | UWFE | 0
3 | 1966 | 1966-05-31 | 8730.6592 | 1 | 49.4726 | 1 | 2730.6592 | 167.9017 | 1 | 4347.7725 | 1 | 0 | 640.7465 | 39.398 | 2340.425 | 143.9071 | 1500 | 92.2314 | 183.884 | IBU | 0
3 | 1966 | 1966-06-30 | 13508.8633 | 1 | 49.8644 | 1 | 3508.8633 | 208.7919 | 1 | 3800.2344 | 1 | 0 | 770.6282 | 45.8556 | 2661.6143 | 158.377 | 1500 | 89.2562 | 191.3725 | IBU | 0
3 | 1966 | 1966-07-31 | 16000 | 1 | 50.8349 | 1 | 4000 | 245.9504 | 1 | 3119.6094 | 1 | 0 | 838.9403 | 51.5844 | 2521.1633 | 155.0203 | 1500 | 92.2314 | 195.5338 | IBU | 0
3 | 1966 | 1966-08-31 | [19 empty] | 87234.4795 | 5363.8391 | 442.3545 | 27.1993 | 442.3545 | 27.1993
3 | 1966 | 1966-09-30 | [7 empty] | 2583.3672 | 1 | [10 empty] | 92546.8853 | 5506.9221 | 418.4725 | 24.9008 | 418.4725 | 24.9008
3 | 1966 | 1966-10-31 | [19 empty] | 93829.6924 | 5769.3629 | 1319.8214 | 81.1527 | 1319.8214 | 81.1527
3 | 1966 | 1966-11-30 | [19 empty] | 96749 | 5756.9653 | 1161.3711 | 69.1064 | 1161.3711 | 69.1064
3 | 1966 | 1966-12-31 | [19 empty] | 90080.8594 | 5538.8561 | 0 | 0 | 0 | 0
1 | 1967 | 1967-04-30 | 10209.6709 | 1 | 47.1435 | 1 | 4209.6709 | 250.4928 | 1 | 4479 | 1 | 0 | 39.8704 | 2.3725 | 237.4231 | 14.1277 | 1500 | 89.2562 | 97.5063 | UWFE | 0
1 | 1967 | 1967-05-31 | 12507.457 | 1 | 48.9939 | 1 | 6507.457 | 400.1279 | 1 | 4552 | 1 | 0 | 634.835 | 39.0345 | 2252.2856 | 138.4876 | 1500 | 92.2314 | 180.9925 | UWFE | 0
1 | 1967 | 1967-06-30 | 8491.8008 | 0 | 51.1733 | 1 | 0 | 0 | 0 | 4500 | 1 | 0 | 937.7822 | 55.8019 | 2001.1646 | 119.0776 | 1500 | 89.2562 | 176.6959 | UWFE | 0
1 | 1967 | 1967-07-31 | 11558.0479 | 0 | 52.5317 | 1 | 0 | 0 | 0 | 4019.9312 | 1 | 0 | 1366.8882 | 84.0467 | 2516.8701 | 154.7563 | 1500 | 92.2314 | 211.6329 | UWFE | 0
1 | 1967 | 1967-08-31 | [19 empty] | 89940.6201 | 5530.2332 | 0 | 0 | 0 | 0
1 | 1967 | 1967-09-30 | [7 empty] | 3126.8677 | 1 | [10 empty] | 84275.957 | 5014.7677 | 0 | 0 | 0 | 0
1 | 1967 | 1967-10-31 | [19 empty] | 94715.5815 | 5823.8341 | 302.18 | 18.5803 | 302.18 | 18.5803
1 | 1967 | 1967-11-30 | [19 empty] | 91235.6035 | 5428.8954 | 1725.1964 | 102.6563 | 1725.1964 | 102.6563
1 | 1967 | 1967-12-31 | [19 empty] | 95723.8882 | 5885.8325 | 0 | 0 | 0 | 0
3 | 1968 | 1968-04-30 | 3250 | 0 | 51.9104 | 1 | 0 | 0 | 0 | 4387.3369 | 1 | 0 | 372.8588 | 22.1866 | 480.017 | 28.563 | 1012.0752 | 60.2227 | 85.5975 | UWFE | 0
3 | 1968 | 1968-05-31 | 7092.5923 | 1 | 51.0287 | 1 | 1092.5923 | 67.1809 | 1 | 4254.6367 | 1 | 0 | 578.8368 | 35.5913 | 2198.3716 | 135.1726 | 1500 | 92.2314 | 177.6133 | UWFE | 0
3 | 1968 | 1968-06-30 | 13090.2783 | 1 | 50.739 | 1 | 3090.2783 | 183.8843 | 1 | 3698.4705 | 1 | 0 | 708.039 | 42.1312 | 2497.6624 | 148.6212 | 1500 | 89.2562 | 184.6324 | IBU | 0
3 | 1968 | 1968-07-31 | 16000 | 1 | 51.8927 | 1 | 4000 | 245.9504 | 1 | 3020.8716 | 1 | 0 | 869.4346 | 53.4595 | 2537.3855 | 156.0178 | 1500 | 92.2314 | 196.97 | IBU | 0
3 | 1968 | 1968-08-31 | [19 empty] | 91885.4238 | 5649.8145 | 520.4457 | 32.001 | 520.4457 | 32.001
3 | 1968 | 1968-09-30 | [7 empty] | 2794.0652 | 1 | [10 empty] | 93395.6299 | 5557.4259 | 164.137 | 9.7668 | 164.137 | 9.7668
3 | 1968 | 1968-10-31 | [19 empty] | 94950.543 | 5838.2813 | 1019.0937 | 62.6616 | 1019.0937 | 62.6616
3 | 1968 | 1968-11-30 | [19 empty] | 96749 | 5756.9653 | 448.9588 | 26.7149 | 448.9588 | 26.7149
3 | 1968 | 1968-12-31 | [19 empty] | 96749 | 5948.8641 | 0 | 0 | 0 | 0
1 | 1969 | 1969-04-30 | 9669.7627 | 1 | 46.9907 | 1 | 3669.7627 | 218.366 | 1 | 4434 | 1 | 0 | 171.7332 | 10.2188 | 463.4423 | 27.5767 | 1500 | 89.2562 | 108.154 | UWFE | 0
1 | 1969 | 1969-05-31 | 9579.458 | 1 | 48.8723 | 1 | 3579.458 | 220.0923 | 1 | 4552 | 1 | 0 | 779.5358 | 47.9318 | 2345.6096 | 144.2259 | 1500 | 92.2314 | 188.3103 | UWFE | 0
1 | 1969 | 1969-06-30 | 8011.48 | 0 | 50.5018 | 1 | 0 | 0 | 0 | 4403.0791 | 1 | 0 | 1103.2566 | 65.6483 | 2226.0151 | 132.4571 | 1500 | 89.2562 | 188.3089 | UWFE | 0
1 | 1969 | 1969-07-31 | 11045.0781 | 0 | 51.5087 | 1 | 0 | 0 | 0 | 3947.4578 | 1 | 0 | 1249.1562 | 76.8076 | 2516.8701 | 154.7563 | 1500 | 92.2314 | 208.0134 | IBU | 0
1 | 1969 | 1969-08-31 | [19 empty] | 89532.791 | 5505.1567 | 0 | 0 | 0 | 0
1 | 1969 | 1969-09-30 | [7 empty] | 3239.3909 | 1 | [10 empty] | 88147.0195 | 5245.1119 | 42.8577 | 2.5502 | 42.8577 | 2.5502
1 | 1969 | 1969-10-31 | [19 empty] | 93281.4272 | 5735.6514 | 245.9806 | 15.1248 | 245.9806 | 15.1248
1 | 1969 | 1969-11-30 | [19 empty] | 92833.8052 | 5523.995 | 0 | 0 | 0 | 0
1 | 1969 | 1969-12-31 | [19 empty] | 83122.8691 | 5111.026 | 0 | 0 | 0 | 0
1 | 1970 | 1970-04-30 | 3250 | 0 | 49.8044 | 1 | 0 | 0 | 0 | 4291.0645 | 1 | 0 | 73.1966 | 4.3555 | 508.6461 | 30.2665 | 713.9839 | 42.485 | 59.796 | UWFE | 0
1 | 1970 | 1970-05-31 | 6423.0225 | 1 | 49.8999 | 1 | 423.0225 | 26.0106 | 1 | 4231.8843 | 1 | 0 | 572.1926 | 35.1828 | 2315.0266 | 142.3454 | 1500 | 92.2314 | 180.9955 | UWFE | 0
1 | 1970 | 1970-06-30 | 11296.084 | 1 | 49.3744 | 1 | 1296.084 | 77.1224 | 1 | 3804.7209 | 1 | 0 | 657.6102 | 39.1305 | 2256.0039 | 134.2416 | 1500 | 89.2562 | 175.9422 | IBU | 0
1 | 1970 | 1970-07-31 | 15933.2969 | 1 | 50.2642 | 1 | 3933.2969 | 241.849 | 1 | 3122.0967 | 1 | 0 | 784.4171 | 48.2319 | 2616.6782 | 160.8933 | 1500 | 92.2314 | 196.794 | IBU | 0
1 | 1970 | 1970-08-31 | [19 empty] | 89359.1201 | 5494.4781 | 0 | 0 | 0 | 0
1 | 1970 | 1970-09-30 | [7 empty] | 2249.6484 | 1 | [10 empty] | 84248.9375 | 5013.1599 | 762.3438 | 45.3626 | 762.3438 | 45.3626
1 | 1970 | 1970-10-31 | [19 empty] | 90155.1904 | 5543.4266 | 958.8508 | 58.9574 | 958.8508 | 58.9574
1 | 1970 | 1970-11-30 | [19 empty] | 94202.667 | 5605.448 | 1112.5507 | 66.2014 | 1112.5507 | 66.2014
1 | 1970 | 1970-12-31 | [19 empty] | 94356.1694 | 5801.7347 | 0 | 0 | 0 | 0
1 | 1971 | 1971-04-30 | 3250 | 0 | 50.1011 | 1 | 0 | 0 | 0 | 4470.4141 | 1 | 0 | 663.0163 | 39.4522 | 563.3929 | 33.5242 | 1500 | 89.2562 | 125.7444 | UWFE | 0
1 | 1971 | 1971-05-31 | 8956.8486 | 1 | 49.0741 | 1 | 2956.8486 | 181.8095 | 1 | 4552 | 1 | 0 | 722.5508 | 44.4279 | 1990.4598 | 122.3886 | 1500 | 92.2314 | 175.6397 | UWFE | 0
1 | 1971 | 1971-06-30 | 7962.2466 | 0 | 51.378 | 1 | 0 | 0 | 0 | 4500 | 1 | 0 | 865.0387 | 51.4734 | 2342.2573 | 139.374 | 1500 | 89.2562 | 184.6799 | UWFE | 0
1 | 1971 | 1971-07-31 | 15771.3086 | 1 | 51.1682 | 1 | 3771.3086 | 231.8887 | 1 | 3763.6338 | 1 | 0 | 964.2192 | 59.2875 | 2521.4749 | 155.0394 | 1500 | 92.2314 | 199.3949 | IBU | 0
1 | 1971 | 1971-08-31 | [19 empty] | 90534.5293 | 5566.7512 | 367.7022 | 22.6091 | 367.7022 | 22.6091
1 | 1971 | 1971-09-30 | [7 empty] | 2942.958 | 1 | [10 empty] | 86539.2598 | 5149.4436 | 0 | 0 | 0 | 0
1 | 1971 | 1971-10-31 | [19 empty] | 91401.7578 | 5620.075 | 1216.4792 | 74.7984 | 1216.4792 | 74.7984
1 | 1971 | 1971-11-30 | [19 empty] | 87564.6484 | 5210.4584 | 1703.5538 | 101.3685 | 1703.5538 | 101.3685
1 | 1971 | 1971-12-31 | [19 empty] | 96749 | 5948.8641 | 0 | 0 | 0 | 0
3 | 1972 | 1972-04-30 | 4466.645 | 0 | 50.0822 | 1 | 0 | 0 | 0 | 4552 | 1 | 0 | 323.2535 | 19.2349 | 539.2842 | 32.0896 | 1500 | 89.2562 | 114.9185 | UWFE | 0
3 | 1972 | 1972-05-31 | 7295.1348 | 1 | 50.6107 | 1 | 1295.1348 | 79.6347 | 1 | 4444.4248 | 1 | 0 | 214.1783 | 13.1693 | 2237.2563 | 137.5635 | 1500 | 92.2314 | 167.5978 | UWFE | 0
3 | 1972 | 1972-06-30 | 13446.585 | 1 | 50.5292 | 1 | 3446.585 | 205.086 | 1 | 3879.4409 | 1 | 0 | 428.4666 | 25.4955 | 2616.696 | 155.7042 | 1500 | 89.2562 | 179.8561 | IBU | 0
3 | 1972 | 1972-07-31 | 15975.8271 | 1 | 51.617 | 1 | 3975.8271 | 244.4641 | 1 | 3200 | 1 | 0 | 484.0748 | 29.7646 | 2537.3855 | 156.0178 | 1500 | 92.2314 | 185.1226 | IBU | 0
3 | 1972 | 1972-08-31 | [19 empty] | 89878.541 | 5526.4161 | 1250.8757 | 76.9134 | 1250.8757 | 76.9134
3 | 1972 | 1972-09-30 | [7 empty] | 2958.2964 | 1 | [10 empty] | 95242.7227 | 5667.3356 | 954.7809 | 56.8134 | 954.7809 | 56.8134
3 | 1972 | 1972-10-31 | [19 empty] | 95128.999 | 5849.2542 | 439.7225 | 27.0375 | 439.7225 | 27.0375
3 | 1972 | 1972-11-30 | [19 empty] | 96243.0745 | 5726.8606 | 2301.5762 | 136.9533 | 2301.5762 | 136.9533
3 | 1972 | 1972-12-31 | [19 empty] | 93067.0942 | 5722.4726 | 0 | 0 | 0 | 0
2 | 1973 | 1973-04-30 | 3250 | 0 | 50.5814 | 1 | 0 | 0 | 0 | 4464.4717 | 1 | 0 | 411.989 | 24.515 | 453.397 | 26.979 | 1500 | 89.2562 | 115.0032 | UWFE | 0
2 | 1973 | 1973-05-31 | 6365.7554 | 1 | 51.2658 | 1 | 365.7554 | 22.4894 | 1 | 4489.7715 | 1 | 0 | 753.9079 | 46.356 | 2250.2183 | 138.3605 | 1500 | 92.2314 | 184.5897 | UWFE | 0
2 | 1973 | 1973-06-30 | 13158.1406 | 1 | 49.9006 | 1 | 3158.1406 | 187.9224 | 1 | 3919.5508 | 1 | 0 | 1050.8997 | 62.5329 | 2424.5208 | 144.269 | 1500 | 89.2562 | 192.6571 | IBU | 0
2 | 1973 | 1973-07-31 | 16000 | 1 | 50.5793 | 1 | 4000 | 245.9504 | 1 | 3219.9336 | 1 | 0 | 1148.6138 | 70.6255 | 2522.6577 | 155.1122 | 1500 | 92.2314 | 205.1002 | IBU | 0
2 | 1973 | 1973-08-31 | [19 empty] | 91231.0947 | 5609.5814 | 266.0858 | 16.361 | 266.0858 | 16.361
2 | 1973 | 1973-09-30 | [7 empty] | 2805.6096 | 1 | [10 empty] | 90741.9873 | 5399.5232 | 632.8945 | 37.6598 | 632.8945 | 37.6598
2 | 1973 | 1973-10-31 | [19 empty] | 94903.3291 | 5835.3783 | 827.6483 | 50.8901 | 827.6483 | 50.8901
2 | 1973 | 1973-11-30 | [19 empty] | 71353.3066 | 4245.8166 | 0 | 0 | 0 | 0
2 | 1973 | 1973-12-31 | [19 empty] | 76051.2793 | 4676.2109 | 0 | 0 | 0 | 0
1 | 1974 | 1974-04-30 | 5857.2148 | 0 | 48.4155 | 1 | 0 | 0 | 0 | 4289 | 1 | 0 | 44.7164 | 2.6608 | 403.1705 | 23.9903 | 1500 | 89.2562 | 102.5818 | UWFE | 0
1 | 1974 | 1974-05-31 | 5594.6343 | 0 | 50.9343 | 1 | 0 | 0 | 0 | 4515.0288 | 1 | 0 | 762.7927 | 46.9023 | 2255.4028 | 138.6793 | 1500 | 92.2314 | 185.0222 | UWFE | 0
1 | 1974 | 1974-06-30 | 8124.5073 | 0 | 51.2551 | 1 | 0 | 0 | 0 | 4359.8823 | 1 | 0 | 1221.212 | 72.6672 | 2328.5349 | 138.5574 | 1500 | 89.2562 | 194.8685 | UWFE | 0
1 | 1974 | 1974-07-31 | 12602.3799 | 1 | 51.6808 | 1 | 602.3799 | 37.0389 | 1 | 3927.6494 | 1 | 0 | 1157.8093 | 71.1909 | 2265.9106 | 139.3254 | 1500 | 92.2314 | 197.4896 | IBU | 0
1 | 1974 | 1974-08-31 | [19 empty] | 90403.6592 | 5558.7043 | 0 | 0 | 0 | 0
1 | 1974 | 1974-09-30 | [7 empty] | 3201.7532 | 1 | [10 empty] | 86925.9688 | 5172.4543 | 0 | 0 | 0 | 0
1 | 1974 | 1974-10-31 | [19 empty] | 91203.3242 | 5607.8738 | 1233.318 | 75.8338 | 1233.318 | 75.8338
1 | 1974 | 1974-11-30 | [19 empty] | 87555.9795 | 5209.9426 | 1391.8278 | 82.8195 | 1391.8278 | 82.8195
1 | 1974 | 1974-12-31 | [19 empty] | 96749 | 5948.8641 | 0 | 0 | 0 | 0
1 | 1975 | 1975-04-30 | 3250 | 0 | 50.4704 | 1 | 0 | 0 | 0 | 4449.6987 | 1 | 0 | 348.7161 | 20.7501 | 422.2566 | 25.126 | 1500 | 89.2562 | 112.1942 | UWFE | 0
1 | 1975 | 1975-05-31 | 9954.1455 | 1 | 50.2793 | 1 | 3954.1455 | 243.1309 | 1 | 4552 | 1 | 0 | 880.4407 | 54.1362 | 2314.5017 | 142.3132 | 1500 | 92.2314 | 190.4561 | UWFE | 0
1 | 1975 | 1975-06-30 | 8908.6064 | 0 | 51.9626 | 1 | 0 | 0 | 0 | 4422.0156 | 1 | 0 | 1191.2261 | 70.8829 | 2278.9434 | 135.6065 | 1500 | 89.2562 | 192.5009 | UWFE | 0
1 | 1975 | 1975-07-31 | 13871.7422 | 1 | 52.1751 | 1 | 1871.7422 | 115.0889 | 1 | 3940.1907 | 1 | 0 | 1259.2373 | 77.4275 | 2566.0256 | 157.7788 | 1500 | 92.2314 | 209.8345 | IBU | 0
1 | 1975 | 1975-08-31 | [19 empty] | 90235.9766 | 5548.3939 | 0 | 0 | 0 | 0
1 | 1975 | 1975-09-30 | [7 empty] | 3139.9026 | 1 | [10 empty] | 84908.5557 | 5052.4099 | 0 | 0 | 0 | 0
1 | 1975 | 1975-10-31 | [19 empty] | 93899.6826 | 5773.6664 | 935.7257 | 57.5355 | 935.7257 | 57.5355
1 | 1975 | 1975-11-30 | [19 empty] | 90029.6309 | 5357.1351 | 1105.7954 | 65.7994 | 1105.7954 | 65.7994
1 | 1975 | 1975-12-31 | [19 empty] | 96749 | 5948.8641 | 0 | 0 | 0 | 0
4 | 1976 | 1976-04-30 | 3250 | 0 | 51.5879 | 1 | 0 | 0 | 0 | 3878.49 | 1 | 1 | 162.4164 | 9.6644 | 525.2208 | 31.2528 | 1238.2817 | 73.6829 | 94.1415 | UWFE | 0
4 | 1976 | 1976-05-31 | 10081.5947 | 1 | 51.4431 | 1 | 4081.5947 | 250.9675 | 1 | 3615.46 | 1 | 1 | 197.6355 | 12.1521 | 2397.4563 | 147.4138 | 1500 | 92.2314 | 172.0144 | IBU | 172.0144
4 | 1976 | 1976-06-30 | 9693.1299 | 0 | 52.9647 | 1 | 0 | 0 | 0 | 3290.3748 | 1 | 1 | 220.8133 | 13.1393 | 2496.3179 | 148.5412 | 1500 | 89.2562 | 170.0965 | IBU | 0
4 | 1976 | 1976-07-31 | 13307.6348 | 1 | 54.0764 | 0 | 0 | 0 | 0 | 2839.3403 | 1 | 1 | 243.2985 | 14.9598 | 2326.6448 | 143.0598 | 1500 | 92.2314 | 171.2412 | IBU | 0
4 | 1976 | 1976-08-31 | [19 empty] | 93360.2148 | 5740.4959 | 1948.8915 | 119.8327 | 1948.8915 | 119.8327
4 | 1976 | 1976-09-30 | [7 empty] | 2776.3486 | 1 | [10 empty] | 95118.0684 | 5659.9181 | 1649.7568 | 98.1673 | 1649.7568 | 98.1673
4 | 1976 | 1976-10-31 | [19 empty] | 92269.147 | 5673.4087 | 1735.9191 | 106.7375 | 1735.9191 | 106.7375
4 | 1976 | 1976-11-30 | [19 empty] | 92605.2544 | 5510.3953 | 1444.7786 | 85.9703 | 1444.7786 | 85.9703
4 | 1976 | 1976-12-31 | [19 empty] | 94396.8618 | 5804.2368 | 2446.426 | 150.4249 | 2446.426 | 150.4249
5 | 1977 | 1977-04-30 | 7071.751 | 1 | 50.7919 | 1 | 1071.751 | 63.7736 | 1 | 1944.6559 | 1 | 1 | 201.6096 | 11.9966 | 581.8025 | 34.6197 | 1500 | 89.2562 | 112.5643 | IBU | 63.7736
5 | 1977 | 1977-05-31 | 5902.6396 | 0 | 52.3272 | 1 | 0 | 0 | 0 | 1775.2607 | 1 | 1 | 129.1551 | 7.9414 | 1768.8984 | 108.7653 | 1500 | 92.2314 | 150.5848 | IBU | 0
5 | 1977 | 1977-06-30 | 12227.6289 | 1 | 54.2871 | 1 | 2227.6289 | 132.5531 | 1 | 1227.3998 | 1 | 1 | 215.2688 | 12.8094 | 2477.7227 | 147.4347 | 1500 | 89.2562 | 169.3783 | IBU | 132.5531
5 | 1977 | 1977-07-31 | 12847.9814 | 1 | 56.799 | 0 | 0 | 0 | 0 | 674.0114 | 1 | 1 | 236.5211 | 14.5431 | 2273.3716 | 139.7842 | 1500 | 92.2314 | 169.395 | IBU | 0
5 | 1977 | 1977-08-31 | [19 empty] | 90811.3945 | 5583.775 | 3103.3232 | 190.8159 | 3103.3232 | 190.8159
5 | 1977 | 1977-09-30 | [7 empty] | 550 | 1 | [10 empty] | 96010.7861 | 5713.0385 | 2002.1653 | 119.1371 | 2002.1653 | 119.1371
5 | 1977 | 1977-10-31 | [19 empty] | 93437.8208 | 5745.2677 | 1799.3027 | 110.6348 | 1799.3027 | 110.6348
5 | 1977 | 1977-11-30 | [19 empty] | 96634.6804 | 5750.1628 | 1647.7871 | 98.0501 | 1647.7871 | 98.0501
5 | 1977 | 1977-12-31 | [19 empty] | 96749 | 5948.8641 | 1898.1753 | 116.7142 | 1898.1753 | 116.7142
2 | 1978 | 1978-04-30 | 5366.9473 | 0 | 47.1742 | 1 | 0 | 0 | 0 | 4552 | 1 | 0 | 14.3499 | 0.85388 | 353.4463 | 21.0315 | 1500 | 89.2562 | 100.1989 | UWFE | 0
2 | 1978 | 1978-05-31 | 8295.8477 | 1 | 48.7541 | 1 | 2295.8477 | 141.1662 | 1 | 4552 | 1 | 0 | 802.3403 | 49.334 | 2254.8779 | 138.647 | 1500 | 92.2314 | 186.2219 | UWFE | 0
2 | 1978 | 1978-06-30 | 9561.7168 | 0 | 49.9637 | 1 | 0 | 0 | 0 | 4231.4814 | 1 | 0 | 1242.4238 | 73.9294 | 2349.4448 | 139.8017 | 1500 | 89.2562 | 196.1217 | UWFE | 0
2 | 1978 | 1978-07-31 | 13248.9893 | 1 | 50.878 | 1 | 1248.9893 | 76.7974 | 1 | 3678.9851 | 1 | 0 | 1355.9877 | 83.3764 | 2562.8928 | 157.5861 | 1500 | 92.2314 | 212.7127 | IBU | 0
2 | 1978 | 1978-08-31 | [19 empty] | 90311.0869 | 5553.0123 | 138.0856 | 8.4905 | 138.0856 | 8.4905
2 | 1978 | 1978-09-30 | [7 empty] | 3233.9426 | 1 | [10 empty] | 93316.7197 | 5552.7304 | 124.3065 | 7.3968 | 124.3065 | 7.3968
2 | 1978 | 1978-10-31 | [19 empty] | 94237.5181 | 5794.4391 | 308.3386 | 18.959 | 308.3386 | 18.959
2 | 1978 | 1978-11-30 | [19 empty] | 90817.3848 | 5404.0097 | 283.4688 | 16.8676 | 283.4688 | 16.8676
2 | 1978 | 1978-12-31 | [19 empty] | 95083.7788 | 5846.4737 | 569.0425 | 34.9891 | 569.0425 | 34.9891
4 | 1979 | 1979-04-30 | 3250 | 0 | 51.2702 | 1 | 0 | 0 | 0 | 4053.4419 | 1 | 1 | 214.2449 | 12.7485 | 439.3336 | 26.1422 | 1500 | 89.2562 | 108.7015 | UWFE | 0
4 | 1979 | 1979-05-31 | 4739.0381 | 0 | 53.2229 | 1 | 0 | 0 | 0 | 4220.813 | 1 | 1 | 321.9245 | 19.7944 | 2260.5874 | 138.9981 | 1374.9395 | 84.5417 | 163.938 | UWFE | 0
4 | 1979 | 1979-06-30 | 10586.1377 | 1 | 51.5449 | 1 | 586.1377 | 34.8776 | 1 | 3800.5693 | 1 | 1 | 618.1641 | 36.7833 | 2677.3357 | 159.3125 | 1500 | 89.2562 | 187.3041 | IBU | 34.8776
4 | 1979 | 1979-07-31 | 10198.0205 | 0 | 52.8379 | 1 | 0 | 0 | 0 | 3407.8647 | 1 | 1 | 673.1793 | 41.3922 | 2632.5889 | 161.8716 | 1500 | 92.2314 | 193.8633 | IBU | 0
4 | 1979 | 1979-08-31 | [19 empty] | 91695.8379 | 5638.1573 | 53.1248 | 3.2665 | 53.1248 | 3.2665
4 | 1979 | 1979-09-30 | [7 empty] | 3119.8076 | 1 | [10 empty] | 95203.8975 | 5665.0253 | 0 | 0 | 0 | 0
4 | 1979 | 1979-10-31 | [19 empty] | 95850.0474 | 5893.5897 | 801.0798 | 49.2565 | 801.0798 | 49.2565
4 | 1979 | 1979-11-30 | [19 empty] | 94181.7671 | 5604.2043 | 1226.4319 | 72.9778 | 1226.4319 | 72.9778
4 | 1979 | 1979-12-31 | [19 empty] | 95724.7241 | 5885.8839 | 0 | 0 | 0 | 0
2 | 1980 | 1980-04-30 | 3250 | 0 | 50.9493 | 1 | 0 | 0 | 0 | 4390.5459 | 1 | 0 | 343.8535 | 20.4607 | 435.8177 | 25.933 | 1500 | 89.2562 | 112.453 | UWFE | 0
2 | 1980 | 1980-05-31 | 6651.8936 | 1 | 50.0888 | 1 | 651.8936 | 40.0834 | 1 | 4360.0034 | 1 | 0 | 671.3967 | 41.2826 | 2141.3401 | 131.6659 | 1500 | 92.2314 | 178.7056 | UWFE | 0
2 | 1980 | 1980-06-30 | 9056.002 | 0 | 51.1239 | 1 | 0 | 0 | 0 | 4114.1909 | 1 | 0 | 914.7728 | 54.4328 | 2280.5554 | 135.7025 | 1500 | 89.2562 | 184.3238 | UWFE | 0
2 | 1980 | 1980-07-31 | 11086.1113 | 0 | 51.426 | 1 | 0 | 0 | 0 | 3708.1541 | 1 | 0 | 1062.2654 | 65.3162 | 2538.1265 | 156.0633 | 1500 | 92.2314 | 202.9211 | IBU | 0
2 | 1980 | 1980-08-31 | [19 empty] | 90859.5693 | 5586.7372 | 0 | 0 | 0 | 0
2 | 1980 | 1980-09-30 | [7 empty] | 3161.3862 | 1 | [10 empty] | 91065.9287 | 5418.7991 | 103.587 | 6.1639 | 103.587 | 6.1639
2 | 1980 | 1980-10-31 | [19 empty] | 93740.7666 | 5763.8951 | 295.8243 | 18.1895 | 295.8243 | 18.1895
2 | 1980 | 1980-11-30 | [19 empty] | 89348.2246 | 5316.5886 | 250.8931 | 14.9292 | 250.8931 | 14.9292
2 | 1980 | 1980-12-31 | [19 empty] | 96749 | 5948.8641 | 0 | 0 | 0 | 0
4 | 1981 | 1981-04-30 | 3250 | 0 | 51.8358 | 1 | 0 | 0 | 0 | 4273.4536 | 1 | 1 | 216.9279 | 12.9081 | 405.1796 | 24.1099 | 1500 | 89.2562 | 107.7652 | UWFE | 0
4 | 1981 | 1981-05-31 | 7636.0425 | 1 | 50.9829 | 1 | 1636.0425 | 100.5963 | 1 | 4072.6497 | 1 | 1 | 512.2 | 31.4939 | 2162.0786 | 132.941 | 1500 | 92.2314 | 174.4489 | IBU | 100.5963
4 | 1981 | 1981-06-30 | 14118.2598 | 1 | 50.9393 | 1 | 4118.2598 | 245.0535 | 1 | 3447.1714 | 1 | 1 | 824.0275 | 49.033 | 2714.9617 | 161.5514 | 1500 | 89.2562 | 194.5484 | IBU | 194.5484
4 | 1981 | 1981-07-31 | 16000 | 1 | 52.2455 | 1 | 4000 | 245.9504 | 1 | 2809.8137 | 1 | 1 | 902.3347 | 55.4824 | 2538.0757 | 156.0602 | 1500 | 92.2314 | 198.0027 | IBU | 198.0027
4 | 1981 | 1981-08-31 | [19 empty] | 91031.4131 | 5597.3034 | 3055.6211 | 187.8828 | 3055.6211 | 187.8828
4 | 1981 | 1981-09-30 | [7 empty] | 2475.9668 | 1 | [10 empty] | 94645.4053 | 5631.7927 | 917.5333 | 54.597 | 917.5333 | 54.597
4 | 1981 | 1981-10-31 | [19 empty] | 96679.0896 | 5944.5655 | 1399.4996 | 86.0519 | 1399.4996 | 86.0519
4 | 1981 | 1981-11-30 | [19 empty] | 91684.0762 | 5455.5814 | 0 | 0 | 0 | 0
4 | 1981 | 1981-12-31 | [19 empty] | 74910.2109 | 4606.0493 | 0 | 0 | 0 | 0
1 | 1982 | 1982-04-30 | 24913.6875 | 1 | 46.6572 | 1 | 18913.6875 | 1125.4426 | 1 | 4094 | 1 | 0 | 47.4325 | 2.8224 | 305.7311 | 18.1923 | 1500 | 89.2562 | 99.7635 | UWFE | 0
1 | 1982 | 1982-05-31 | 3472.7239 | 0 | 53.5708 | 1 | 0 | 0 | 0 | 4481.1909 | 1 | 0 | 674.9889 | 41.5034 | 2221.7024 | 136.6072 | 858.0898 | 52.7619 | 141.8172 | UWFE | 0
1 | 1982 | 1982-06-30 | 6372.1196 | 0 | 52.3769 | 1 | 0 | 0 | 0 | 4397.3564 | 1 | 0 | 1084.0577 | 64.5059 | 2094.6748 | 124.6418 | 1500 | 89.2562 | 183.8301 | UWFE | 0
1 | 1982 | 1982-07-31 | 10502.3789 | 0 | 52.6552 | 1 | 0 | 0 | 0 | 4071.5906 | 1 | 0 | 1375.245 | 84.5605 | 2616.6782 | 160.8933 | 1500 | 92.2314 | 214.9583 | IBU | 0
1 | 1982 | 1982-08-31 | [19 empty] | 90771.0557 | 5581.2947 | 0 | 0 | 0 | 0
1 | 1982 | 1982-09-30 | [7 empty] | 3400 | 1 | [10 empty] | 90620.8398 | 5392.3144 | 0 | 0 | 0 | 0
1 | 1982 | 1982-10-31 | [19 empty] | 92108.1201 | 5663.5076 | 0 | 0 | 0 | 0
1 | 1982 | 1982-11-30 | [19 empty] | 93024.1963 | 5535.3241 | 0 | 0 | 0 | 0
1 | 1982 | 1982-12-31 | [19 empty] | 84766.3887 | 5212.0821 | 0 | 0 | 0 | 0
1 | 1983 | 1983-04-30 | 21283.2871 | 1 | 47.2461 | 1 | 15283.2871 | 909.4187 | 1 | 4074 | 1 | 0 | 21.9028 | 1.3033 | 283.1292 | 16.8474 | 1500 | 89.2562 | 98.3315 | UWFE | 0
1 | 1983 | 1983-05-31 | 9426.209 | 1 | 51.257 | 1 | 3426.209 | 210.6694 | 1 | 4552 | 1 | 0 | 574.8585 | 35.3467 | 2133.0383 | 131.1554 | 1500 | 92.2314 | 175.4824 | UWFE | 0
1 | 1983 | 1983-06-30 | 12851.6533 | 1 | 52.0776 | 1 | 2851.6533 | 169.6852 | 1 | 4500 | 1 | 0 | 1170.4651 | 69.6475 | 2257.9641 | 134.3582 | 1500 | 89.2562 | 191.2591 | UWFE | 0
1 | 1983 | 1983-07-31 | 13464.8525 | 1 | 52.8013 | 1 | 1464.8525 | 90.0703 | 1 | 4150 | 1 | 0 | 1382.7108 | 85.0196 | 2616.6782 | 160.8933 | 1500 | 92.2314 | 215.1878 | UWFE | 0
1 | 1983 | 1983-08-31 | [19 empty] | 86628.7666 | 5326.5952 | 0 | 0 | 0 | 0
1 | 1983 | 1983-09-30 | [7 empty] | 3400 | 1 | [10 empty] | 87804.1035 | 5224.707 | 0 | 0 | 0 | 0
1 | 1983 | 1983-10-31 | [19 empty] | 90957.4502 | 5592.7556 | 322.6831 | 19.841 | 322.6831 | 19.841
1 | 1983 | 1983-11-30 | [19 empty] | 86177.2344 | 5127.9015 | 0 | 0 | 0 | 0
1 | 1983 | 1983-12-31 | [19 empty] | 66798.3711 | 4107.2717 | 0 | 0 | 0 | 0
1 | 1984 | 1984-04-30 | 3741.8496 | 0 | 49.9453 | 1 | 0 | 0 | 0 | 4552 | 1 | 0 | 325.6031 | 19.3747 | 551.3386 | 32.8069 | 1500 | 89.2562 | 115.347 | UWFE | 0
1 | 1984 | 1984-05-31 | 7339.0913 | 1 | 50.4137 | 1 | 1339.0913 | 82.3375 | 1 | 4539.2036 | 1 | 0 | 787.2463 | 48.4059 | 2330.5806 | 143.3018 | 1500 | 92.2314 | 188.0853 | UWFE | 0
1 | 1984 | 1984-06-30 | 11324.585 | 1 | 50.5185 | 1 | 1324.585 | 78.8183 | 1 | 4156.2476 | 1 | 0 | 904.4803 | 53.8203 | 2326.5747 | 138.4408 | 1500 | 89.2562 | 185.3868 | IBU | 0
1 | 1984 | 1984-07-31 | 16000 | 1 | 51.3119 | 1 | 4000 | 245.9504 | 1 | 3457.7817 | 1 | 0 | 1002.6513 | 61.6506 | 2616.6782 | 160.8933 | 1500 | 92.2314 | 203.5034 | IBU | 0
1 | 1984 | 1984-08-31 | [19 empty] | 91391.3506 | 5619.4351 | 0 | 0 | 0 | 0
1 | 1984 | 1984-09-30 | [7 empty] | 2599.4578 | 1 | [10 empty] | 83999 | 4998.2876 | 489.4626 | 29.125 | 489.4626 | 29.125
1 | 1984 | 1984-10-31 | [19 empty] | 92538.0215 | 5689.9412 | 692.68 | 42.5912 | 692.68 | 42.5912
1 | 1984 | 1984-11-30 | [19 empty] | 96749 | 5756.9653 | 0 | 0 | 0 | 0
1 | 1984 | 1984-12-31 | [19 empty] | 96749 | 5948.8641 | 0 | 0 | 0 | 0
3 | 1985 | 1985-04-30 | 3250 | 0 | 52.4613 | 1 | 0 | 0 | 0 | 3952.6741 | 1 | 0 | 325.0539 | 19.342 | 469.9717 | 27.9653 | 1164.9433 | 69.3189 | 92.9726 | UWFE | 0
3 | 1985 | 1985-05-31 | 8077.9692 | 1 | 50.8616 | 1 | 2077.9692 | 127.7693 | 1 | 3694.7708 | 1 | 0 | 497.9439 | 30.6174 | 2340.425 | 143.9071 | 1500 | 92.2314 | 179.4937 | IBU | 0
3 | 1985 | 1985-06-30 | 12637.8848 | 1 | 51.7141 | 1 | 2637.8848 | 156.965 | 1 | 3196.5283 | 1 | 0 | 737.8312 | 43.904 | 2708.1184 | 161.1442 | 1500 | 89.2562 | 191.7803 | IBU | 0
3 | 1985 | 1985-07-31 | 15330.4727 | 1 | 53.3275 | 1 | 3330.4727 | 204.7828 | 1 | 2582.7463 | 1 | 0 | 805.3907 | 49.5215 | 2442.8723 | 150.2064 | 1500 | 92.2314 | 192.0954 | IBU | 0
3 | 1985 | 1985-08-31 | [19 empty] | 88180.1074 | 5421.9835 | 2388.4832 | 146.8621 | 2388.4832 | 146.8621
3 | 1985 | 1985-09-30 | [7 empty] | 2217.7996 | 1 | [10 empty] | 94424.6074 | 5618.6543 | 202.4304 | 12.0454 | 202.4304 | 12.0454
3 | 1985 | 1985-10-31 | [19 empty] | 95205.248 | 5853.9425 | 1064.7911 | 65.4715 | 1064.7911 | 65.4715
3 | 1985 | 1985-11-30 | [19 empty] | 96373.3804 | 5734.6144 | 110.7291 | 6.5888 | 110.7291 | 6.5888
3 | 1985 | 1985-12-31 | [19 empty] | 96749 | 5948.8641 | 364.4573 | 22.4096 | 364.4573 | 22.4096
1 | 1986 | 1986-04-30 | 3250 | 0 | 51.8915 | 1 | 0 | 0 | 0 | 4012.636 | 1 | 0 | 174.0912 | 10.3591 | 419.7452 | 24.9766 | 1500 | 89.2562 | 106.9241 | UWFE | 0
1 | 1986 | 1986-05-31 | 6404.0444 | 1 | 50.9227 | 1 | 404.0444 | 24.8437 | 1 | 4026.9753 | 1 | 0 | 294.5406 | 18.1106 | 2245.0334 | 138.0417 | 1500 | 92.2314 | 170.3076 | UWFE | 0
1 | 1986 | 1986-06-30 | 8645.5615 | 0 | 51.6377 | 1 | 0 | 0 | 0 | 3745.9563 | 1 | 0 | 616.0547 | 36.6578 | 2278.9434 | 135.6065 | 1500 | 89.2562 | 175.3884 | IBU | 0
1 | 1986 | 1986-07-31 | 12633.6152 | 1 | 51.9148 | 1 | 633.6152 | 38.9595 | 1 | 3301.9048 | 1 | 0 | 673.4473 | 41.4087 | 2521.4749 | 155.0394 | 1500 | 92.2314 | 190.4555 | IBU | 0
1 | 1986 | 1986-08-31 | [19 empty] | 90769.2432 | 5581.1832 | 387.9798 | 23.8559 | 387.9798 | 23.8559
1 | 1986 | 1986-09-30 | [7 empty] | 2914.5776 | 1 | [10 empty] | 92355.8418 | 5495.5542 | 343.3861 | 20.4329 | 343.3861 | 20.4329
1 | 1986 | 1986-10-31 | [19 empty] | 93664.2393 | 5759.1896 | 539.6719 | 33.1831 | 539.6719 | 33.1831
1 | 1986 | 1986-11-30 | [19 empty] | 89193.9258 | 5307.4072 | 3081.6455 | 183.3706 | 3081.6455 | 183.3706
1 | 1986 | 1986-12-31 | [19 empty] | 95663.5156 | 5882.1203 | 442.6956 | 27.2203 | 442.6956 | 27.2203
4 | 1987 | 1987-04-30 | 5294.4443 | 0 | 50.9148 | 1 | 0 | 0 | 0 | 3623.0359 | 1 | 1 | 182.1718 | 10.84 | 465.9536 | 27.7262 | 1500 | 89.2562 | 108.5393 | UWFE | 0
4 | 1987 | 1987-05-31 | 9427.3008 | 1 | 50.7383 | 1 | 3427.3008 | 210.7365 | 1 | 3278.9668 | 1 | 1 | 250.5046 | 15.4029 | 2345.6096 | 144.2259 | 1500 | 92.2314 | 172.0458 | IBU | 172.0458
4 | 1987 | 1987-06-30 | 12915.8086 | 1 | 52.0645 | 1 | 2915.8086 | 173.5027 | 1 | 2849.2141 | 1 | 1 | 294.7149 | 17.5368 | 2714.9617 | 161.5514 | 1500 | 89.2562 | 178.8003 | IBU | 173.5027
4 | 1987 | 1987-07-31 | 12279.7852 | 1 | 53.7051 | 0 | 0 | 0 | 0 | 2473.1882 | 1 | 1 | 320.8253 | 19.7268 | 2538.0757 | 156.0602 | 1500 | 92.2314 | 180.1249 | IBU | 0
4 | 1987 | 1987-08-31 | [19 empty] | 92401.083 | 5681.5211 | 2881.9165 | 177.2021 | 2881.9165 | 177.2021
4 | 1987 | 1987-09-30 | [7 empty] | 2192.6758 | 1 | [10 empty] | 94661.5464 | 5632.7532 | 1887.9551 | 112.3411 | 1887.9551 | 112.3411
4 | 1987 | 1987-10-31 | [19 empty] | 93485.2969 | 5748.1868 | 1710.2971 | 105.1621 | 1710.2971 | 105.1621
4 | 1987 | 1987-11-30 | [19 empty] | 95803.0923 | 5700.6799 | 1824.7839 | 108.5822 | 1824.7839 | 108.5822
4 | 1987 | 1987-12-31 | [19 empty] | 96749 | 5948.8641 | 906.1927 | 55.7196 | 906.1927 | 55.7196
5 | 1988 | 1988-04-30 | 3250 | 0 | 51.3766 | 1 | 0 | 0 | 0 | 3432.6455 | 1 | 1 | 119.563 | 7.1145 | 472.9853 | 28.1446 | 764.9819 | 45.5196 | 63.1491 | UWFE | 0
5 | 1988 | 1988-05-31 | 6883.4614 | 1 | 51.0081 | 1 | 883.4614 | 54.3219 | 1 | 3330.7104 | 1 | 1 | 152.7916 | 9.3948 | 2086.3762 | 128.2863 | 1500 | 92.2314 | 161.0719 | IBU | 54.3219
5 | 1988 | 1988-06-30 | 10946.3818 | 1 | 51.773 | 1 | 946.3818 | 56.3136 | 1 | 2960.9358 | 1 | 1 | 203.7999 | 12.1269 | 2416.343 | 143.7824 | 1500 | 89.2562 | 167.2109 | IBU | 56.3136
5 | 1988 | 1988-07-31 | 11770.709 | 0 | 53.8941 | 0 | 0 | 0 | 0 | 2490.6526 | 1 | 1 | 242.1409 | 14.8887 | 2326.6448 | 143.0598 | 1500 | 92.2314 | 171.2056 | IBU | 0
5 | 1988 | 1988-08-31 | [19 empty] | 92407.833 | 5681.9362 | 2363.9363 | 145.3528 | 2363.9363 | 145.3528
5 | 1988 | 1988-09-30 | [7 empty] | 2110.751 | 1 | [10 empty] | 94115.9512 | 5600.288 | 1955.6698 | 116.3704 | 1955.6698 | 116.3704
5 | 1988 | 1988-10-31 | [19 empty] | 94431.3872 | 5806.3597 | 1615.8914 | 99.3573 | 1615.8914 | 99.3573
5 | 1988 | 1988-11-30 | [19 empty] | 96749 | 5756.9653 | 1854.9026 | 110.3744 | 1854.9026 | 110.3744
5 | 1988 | 1988-12-31 | [19 empty] | 96749 | 5948.8641 | 1030.4749 | 63.3614 | 1030.4749 | 63.3614
4 | 1989 | 1989-04-30 | 3250 | 0 | 52.7766 | 1 | 0 | 0 | 0 | 4257.5254 | 1 | 1 | 278.5623 | 16.5756 | 448.3743 | 26.6801 | 1500 | 89.2562 | 110.8841 | UWFE | 0
4 | 1989 | 1989-05-31 | 10011.1777 | 1 | 50.9184 | 1 | 4011.1777 | 246.6377 | 1 | 3934.4817 | 1 | 1 | 317.6539 | 19.5318 | 2368.9407 | 145.6605 | 1500 | 92.2314 | 174.8275 | IBU | 174.8275
4 | 1989 | 1989-06-30 | 11206.9258 | 1 | 51.8006 | 1 | 1206.9258 | 71.8171 | 1 | 3457.8765 | 1 | 1 | 517.0754 | 30.7681 | 2621.4338 | 155.9861 | 1500 | 89.2562 | 182.6333 | IBU | 71.8171
4 | 1989 | 1989-07-31 | 12592.1465 | 1 | 53.2197 | 1 | 592.1465 | 36.4097 | 1 | 2918.8396 | 1 | 1 | 602.9781 | 37.0757 | 2442.8723 | 150.2064 | 1500 | 92.2314 | 185.8724 | IBU | 36.4097
4 | 1989 | 1989-08-31 | [19 empty] | 91856.2432 | 5648.0202 | 2140.8633 | 131.6366 | 2140.8633 | 131.6366
4 | 1989 | 1989-09-30 | [7 empty] | 2659.4971 | 1 | [10 empty] | 96571.3196 | 5746.3926 | 447.0371 | 26.6006 | 447.0371 | 26.6006
4 | 1989 | 1989-10-31 | [19 empty] | 95860.293 | 5894.2197 | 977.8716 | 60.127 | 977.8716 | 60.127
4 | 1989 | 1989-11-30 | [19 empty] | 94450.8906 | 5620.2183 | 1557.0393 | 92.6503 | 1557.0393 | 92.6503
4 | 1989 | 1989-12-31 | [19 empty] | 95813.1992 | 5891.324 | 2009.13 | 123.5366 | 2009.13 | 123.5366
5 | 1990 | 1990-04-30 | 3250 | 0 | 52.8373 | 1 | 0 | 0 | 0 | 3255.9824 | 1 | 1 | 164.3075 | 9.777 | 546.316 | 32.5081 | 0 | 0 | 21.1425 | UWFE | 0
5 | 1990 | 1990-05-31 | 5630.4985 | 0 | 52.4599 | 1 | 0 | 0 | 0 | 3362.0688 | 1 | 1 | 102.2972 | 6.29 | 1666.9429 | 102.4963 | 1500 | 92.2314 | 146.6246 | UWFE | 0
5 | 1990 | 1990-06-30 | 8063.2637 | 0 | 53.1812 | 1 | 0 | 0 | 0 | 3180.5684 | 1 | 1 | 206.6524 | 12.2967 | 2506.8408 | 149.1674 | 1500 | 89.2562 | 169.9882 | IBU | 0
5 | 1990 | 1990-07-31 | 12447.2793 | 1 | 53.9441 | 0 | 0 | 0 | 0 | 2634.7742 | 1 | 1 | 227.4379 | 13.9846 | 2326.6448 | 143.0598 | 1500 | 92.2314 | 170.7536 | IBU | 0
5 | 1990 | 1990-08-31 | [19 empty] | 91987.8555 | 5656.1128 | 3233.8103 | 198.8392 | 3233.8103 | 198.8392
5 | 1990 | 1990-09-30 | [7 empty] | 2239.5178 | 1 | [10 empty] | 94345.3169 | 5613.9362 | 1878.5137 | 111.7793 | 1878.5137 | 111.7793
5 | 1990 | 1990-10-31 | [19 empty] | 94935.1699 | 5837.3361 | 1555.899 | 95.6685 | 1555.899 | 95.6685
5 | 1990 | 1990-11-30 | [19 empty] | 95913.3875 | 5707.2429 | 1488.0623 | 88.5459 | 1488.0623 | 88.5459
5 | 1990 | 1990-12-31 | [19 empty] | 96739.1353 | 5948.2576 | 3086.0771 | 189.7555 | 3086.0771 | 189.7555
5 | 1991 | 1991-04-30 | 3250 | 0 | 52.1748 | 1 | 0 | 0 | 0 | 2608.7437 | 1 | 1 | 99.7862 | 5.9377 | 390.4396 | 23.2328 | 1454.1972 | 86.5307 | 101.116 | UWFE | 0
5 | 1991 | 1991-05-31 | 6746.2656 | 1 | 52.182 | 1 | 746.2656 | 45.8861 | 1 | 2510.0542 | 1 | 1 | 265.2039 | 16.3068 | 2166.2708 | 133.1988 | 1500 | 92.2314 | 166.9842 | UWFE | 0
5 | 1991 | 1991-06-30 | 7646.2861 | 0 | 53.8923 | 1 | 0 | 0 | 0 | 2234.7048 | 1 | 1 | 362.696 | 21.5819 | 2380.9109 | 141.674 | 1289.9731 | 76.7587 | 158.3867 | IBU | 0
5 | 1991 | 1991-07-31 | 8667.6562 | 0 | 56.067 | 0 | 0 | 0 | 0 | 1917.2408 | 1 | 1 | 424.0917 | 26.0764 | 2281.4834 | 140.2829 | 1500 | 92.2314 | 175.4111 | IBU | 0
5 | 1991 | 1991-08-31 | [19 empty] | 93270.8496 | 5735.001 | 3158.2446 | 194.1929 | 3158.2446 | 194.1929
5 | 1991 | 1991-09-30 | [7 empty] | 1656.5145 | 1 | [10 empty] | 95645.73 | 5691.3162 | 2165.957 | 128.8834 | 2165.957 | 128.8834
5 | 1991 | 1991-10-31 | [19 empty] | 94862.1748 | 5832.8478 | 1365.7272 | 83.9753 | 1365.7272 | 83.9753
5 | 1991 | 1991-11-30 | [19 empty] | 94541.9985 | 5625.6396 | 1633.0859 | 97.1754 | 1633.0859 | 97.1754
5 | 1991 | 1991-12-31 | [19 empty] | 96749 | 5948.8641 | 3048.8569 | 187.4669 | 3048.8569 | 187.4669
5 | 1992 | 1992-04-30 | 3250 | 0 | 52.493 | 1 | 0 | 0 | 0 | 2746.1487 | 1 | 1 | 32.6924 | 1.9453 | 421.252 | 25.0662 | 1500 | 89.2562 | 102.762 | UWFE | 0
5 | 1992 | 1992-05-31 | 8644.7744 | 1 | 52.1234 | 1 | 2644.7744 | 162.6208 | 1 | 2460.4895 | 1 | 1 | 10.8133 | 0.66489 | 2317.094 | 142.4726 | 1500 | 92.2314 | 163.8001 | IBU | 162.6208
5 | 1992 | 1992-06-30 | 10366.1689 | 1 | 53.589 | 1 | 366.1689 | 21.7886 | 1 | 2027.7532 | 1 | 1 | 98.2616 | 5.847 | 2327.95 | 138.5226 | 1500 | 89.2562 | 161.441 | IBU | 21.7886
5 | 1992 | 1992-07-31 | 9934.8115 | 0 | 55.7412 | 0 | 0 | 0 | 0 | 1648.2286 | 1 | 1 | 123.6506 | 7.603 | 2316.5049 | 142.4363 | 1500 | 92.2314 | 167.2511 | IBU | 0
5 | 1992 | 1992-08-31 | [19 empty] | 92619.1118 | 5694.9272 | 2159.7166 | 132.7958 | 2159.7166 | 132.7958
5 | 1992 | 1992-09-30 | [7 empty] | 1352.7612 | 1 | [10 empty] | 95768.3413 | 5698.612 | 1930.2186 | 114.856 | 1930.2186 | 114.856
5 | 1992 | 1992-10-31 | [19 empty] | 94532.1675 | 5812.5564 | 1311.413 | 80.6356 | 1311.413 | 80.6356
5 | 1992 | 1992-11-30 | [19 empty] | 95167.8184 | 5662.8784 | 1543.502 | 91.8447 | 1543.502 | 91.8447
5 | 1992 | 1992-12-31 | [19 empty] | 96749 | 5948.8641 | 1778.0541 | 109.3283 | 1778.0541 | 109.3283
2 | 1993 | 1993-04-30 | 4509.7061 | 0 | 48.9067 | 1 | 0 | 0 | 0 | 4552 | 1 | 0 | 455.0761 | 27.0789 | 445.3607 | 26.5008 | 1500 | 89.2562 | 116.0461 | UWFE | 0
2 | 1993 | 1993-05-31 | 9188.9971 | 1 | 49.4169 | 1 | 3188.9971 | 196.0838 | 1 | 4552 | 1 | 0 | 533.4691 | 32.8017 | 1840.1045 | 113.1436 | 1500 | 92.2314 | 165.2041 | UWFE | 0
2 | 1993 | 1993-06-30 | 8366.6104 | 0 | 51.3336 | 1 | 0 | 0 | 0 | 4500 | 1 | 0 | 1014.9424 | 60.3933 | 2171.2505 | 129.1984 | 1500 | 89.2562 | 184.052 | UWFE | 0
2 | 1993 | 1993-07-31 | 14804.3574 | 1 | 51.5176 | 1 | 2804.3574 | 172.4332 | 1 | 3787.8994 | 1 | 0 | 1376.938 | 84.6646 | 2562.8928 | 157.5861 | 1500 | 92.2314 | 213.3568 | IBU | 0
2 | 1993 | 1993-08-31 | [19 empty] | 90622.6367 | 5572.1687 | 168.4309 | 10.3564 | 168.4309 | 10.3564
2 | 1993 | 1993-09-30 | [7 empty] | 3136.0269 | 1 | [10 empty] | 89617.8047 | 5332.6297 | 0 | 0 | 0 | 0
2 | 1993 | 1993-10-31 | [19 empty] | 94269.5176 | 5796.4067 | 766.8776 | 47.1535 | 766.8776 | 47.1535
2 | 1993 | 1993-11-30 | [19 empty] | 89853.9893 | 5346.6837 | 1359.8875 | 80.9189 | 1359.8875 | 80.9189
2 | 1993 | 1993-12-31 | [19 empty] | 96749 | 5948.8641 | 188.4672 | 11.5884 | 188.4672 | 11.5884
5 | 1994 | 1994-04-30 | 3250 | 0 | 52.7826 | 1 | 0 | 0 | 0 | 3428.3069 | 1 | 1 | 498.4775 | 29.6615 | 517.5126 | 30.7941 | 84.6377 | 5.0363 | 35.2641 | UWFE | 0
5 | 1994 | 1994-05-31 | 5763.4956 | 0 | 52.982 | 1 | 0 | 0 | 0 | 3315.4983 | 1 | 1 | 494.2436 | 30.3899 | 1839.6367 | 113.1149 | 1248.3179 | 76.7561 | 148.5084 | UWFE | 0
5 | 1994 | 1994-06-30 | 10365.8281 | 1 | 52.7767 | 1 | 365.8281 | 21.7683 | 1 | 2912.751 | 1 | 1 | 825.048 | 49.0938 | 2477.7227 | 147.4347 | 1500 | 89.2562 | 187.5205 | IBU | 21.7683
5 | 1994 | 1994-07-31 | 14755.168 | 1 | 54.302 | 0 | 0 | 0 | 0 | 2260.9143 | 1 | 1 | 905.8442 | 55.6982 | 2281.4834 | 140.2829 | 1500 | 92.2314 | 190.222 | IBU | 0
5 | 1994 | 1994-08-31 | [19 empty] | 91434.9502 | 5622.1159 | 3456.2131 | 212.5143 | 3456.2131 | 212.5143
5 | 1994 | 1994-09-30 | [7 empty] | 1881.7787 | 1 | [10 empty] | 95592.1025 | 5688.1251 | 676.5198 | 40.2557 | 676.5198 | 40.2557
5 | 1994 | 1994-10-31 | [19 empty] | 95461.5039 | 5869.6991 | 1343.8326 | 82.629 | 1343.8326 | 82.629
5 | 1994 | 1994-11-30 | [19 empty] | 96749 | 5756.9653 | 1050.6527 | 62.5182 | 1050.6527 | 62.5182
5 | 1994 | 1994-12-31 | [19 empty] | 96749 | 5948.8641 | 2007.3435 | 123.4267 | 2007.3435 | 123.4267
1 | 1995 | 1995-04-30 | 7633.5703 | 1 | 49.0969 | 1 | 1633.5703 | 97.2042 | 1 | 4216.7998 | 1 | 0 | 350.993 | 20.8855 | 420.7498 | 25.0364 | 1500 | 89.2562 | 112.2171 | UWFE | 0
1 | 1995 | 1995-05-31 | 10509.7539 | 1 | 50.2522 | 1 | 4509.7539 | 277.294 | 1 | 4552 | 1 | 0 | 475.4329 | 29.2332 | 1824.5505 | 112.1872 | 1500 | 92.2314 | 162.9416 | UWFE | 0
1 | 1995 | 1995-06-30 | 8446.6553 | 0 | 52.6933 | 1 | 0 | 0 | 0 | 4500 | 1 | 0 | 1088.7784 | 64.7868 | 2195.2346 | 130.6255 | 1500 | 89.2562 | 186.9624 | UWFE | 0
1 | 1995 | 1995-07-31 | 9700.04 | 0 | 53.9958 | 0 | 0 | 0 | 0 | 4150 | 1 | 0 | 1360.5388 | 83.6563 | 2616.6782 | 160.8933 | 1500 | 92.2314 | 214.5062 | UWFE | 0
1 | 1995 | 1995-08-31 | [19 empty] | 87744.4053 | 5395.1932 | 0 | 0 | 0 | 0
1 | 1995 | 1995-09-30 | [7 empty] | 3358.3606 | 1 | [10 empty] | 88333.3604 | 5256.2 | 0 | 0 | 0 | 0
1 | 1995 | 1995-10-31 | [19 empty] | 92444.8486 | 5684.2122 | 122.3081 | 7.5204 | 122.3081 | 7.5204
1 | 1995 | 1995-11-30 | [19 empty] | 88843.8232 | 5286.5746 | 1767.1361 | 105.1519 | 1767.1361 | 105.1519
1 | 1995 | 1995-12-31 | [19 empty] | 96575.7434 | 5938.211 | 0 | 0 | 0 | 0
1 | 1996 | 1996-04-30 | 3250 | 0 | 52.7298 | 1 | 0 | 0 | 0 | 4477.1421 | 1 | 0 | 334.4975 | 19.904 | 392.1207 | 23.3328 | 1500 | 89.2562 | 110.8746 | UWFE | 0
1 | 1996 | 1996-05-31 | 10559.1572 | 1 | 51.3896 | 1 | 4559.1572 | 280.3317 | 1 | 4552 | 1 | 0 | 391.3481 | 24.0631 | 1692.3414 | 104.058 | 1500 | 92.2314 | 156.2919 | UWFE | 0
1 | 1996 | 1996-06-30 | 7585.7358 | 0 | 53.9003 | 1 | 0 | 0 | 0 | 4421.0039 | 1 | 0 | 1206.4504 | 71.7888 | 2328.5349 | 138.5574 | 1500 | 89.2562 | 194.4293 | UWFE | 0
1 | 1996 | 1996-07-31 | 15098.1074 | 1 | 53.1027 | 1 | 3098.1074 | 190.4952 | 1 | 3708.6375 | 1 | 0 | 1377.7275 | 84.7132 | 2521.4749 | 155.0394 | 1500 | 92.2314 | 212.1077 | IBU | 0
1 | 1996 | 1996-08-31 | [19 empty] | 90642.0195 | 5573.3605 | 0 | 0 | 0 | 0
1 | 1996 | 1996-09-30 | [7 empty] | 3012.9866 | 1 | [10 empty] | 87735.2871 | 5220.6121 | 0 | 0 | 0 | 0
1 | 1996 | 1996-10-31 | [19 empty] | 90257.6123 | 5549.7243 | 729.4923 | 44.8547 | 729.4923 | 44.8547
1 | 1996 | 1996-11-30 | [19 empty] | 89483.75 | 5324.6529 | 1822.4231 | 108.4417 | 1822.4231 | 108.4417
1 | 1996 | 1996-12-31 | [19 empty] | 78858.2773 | 4848.8065 | 0 | 0 | 0 | 0
1 | 1997 | 1997-04-30 | 3250 | 0 | 50.8003 | 1 | 0 | 0 | 0 | 4284.2432 | 1 | 0 | 312.3136 | 18.584 | 564.3975 | 33.584 | 1500 | 89.2562 | 115.3402 | UWFE | 0
1 | 1997 | 1997-05-31 | 8600.0205 | 1 | 50.1142 | 1 | 2600.0205 | 159.869 | 1 | 4051.2034 | 1 | 0 | 869.6248 | 53.4711 | 2219.1101 | 136.4478 | 1500 | 92.2314 | 187.1909 | UWFE | 0
1 | 1997 | 1997-06-30 | 8785.292 | 0 | 50.8682 | 1 | 0 | 0 | 0 | 3776.1697 | 1 | 0 | 771.6758 | 45.9179 | 2299.1306 | 136.8078 | 1500 | 89.2562 | 180.619 | IBU | 0
1 | 1997 | 1997-07-31 | 15565.1084 | 1 | 51.0289 | 1 | 3565.1084 | 219.21 | 1 | 3132.1919 | 1 | 0 | 889.0089 | 54.663 | 2607.4685 | 160.327 | 1500 | 92.2314 | 199.7264 | IBU | 0
1 | 1997 | 1997-08-31 | [19 empty] | 91754.5811 | 5641.7693 | 0 | 0 | 0 | 0
1 | 1997 | 1997-09-30 | [7 empty] | 2308.707 | 1 | [10 empty] | 84248.9375 | 5013.1599 | 0 | 0 | 0 | 0
1 | 1997 | 1997-10-31 | [19 empty] | 89158.6006 | 5482.1487 | 1005.2963 | 61.8133 | 1005.2963 | 61.8133
1 | 1997 | 1997-11-30 | [19 empty] | 89428.9971 | 5321.3949 | 1155.1072 | 68.7337 | 1155.1072 | 68.7337
1 | 1997 | 1997-12-31 | [19 empty] | 96749 | 5948.8641 | 0 | 0 | 0 | 0
1 | 1998 | 1998-04-30 | 3250 | 0 | 51.3116 | 1 | 0 | 0 | 0 | 4367.8267 | 1 | 0 | 36.427 | 2.1676 | 359.4735 | 21.3902 | 1500 | 89.2562 | 101.0351 | UWFE | 0
1 | 1998 | 1998-05-31 | 14100.6455 | 1 | 48.4348 | 1 | 8100.6455 | 498.0893 | 1 | 4552 | 1 | 0 | 95.1975 | 5.8535 | 1202.3903 | 73.9321 | 1500 | 92.2314 | 132.1242 | UWFE | 0
1 | 1998 | 1998-06-30 | 16775.6562 | 1 | 50.811 | 1 | 6775.6562 | 403.1795 | 1 | 4500 | 1 | 0 | 1109.7554 | 66.035 | 2242.2817 | 133.425 | 1500 | 89.2562 | 188.9862 | UWFE | 0
1 | 1998 | 1998-07-31 | 14362.4873 | 1 | 53.3619 | 1 | 2362.4873 | 145.2637 | 1 | 4150 | 1 | 0 | 1396.9746 | 85.8966 | 2616.6782 | 160.8933 | 1500 | 92.2314 | 215.6264 | UWFE | 0
1 | 1998 | 1998-08-31 | [19 empty] | 86468.9062 | 5316.7658 | 0 | 0 | 0 | 0
1 | 1998 | 1998-09-30 | [7 empty] | 3400 | 1 | [10 empty] | 88005.7227 | 5236.7042 | 0 | 0 | 0 | 0
1 | 1998 | 1998-10-31 | [19 empty] | 90740.1367 | 5579.3935 | 53.2493 | 3.2742 | 53.2493 | 3.2742
1 | 1998 | 1998-11-30 | [19 empty] | 88483.4297 | 5265.1297 | 0 | 0 | 0 | 0
1 | 1998 | 1998-12-31 | [19 empty] | 87794.3359 | 5398.2633 | 0 | 0 | 0 | 0
1 | 1999 | 1999-04-30 | 3438.0725 | 0 | 51.1898 | 1 | 0 | 0 | 0 | 4552.1001 | 1 | 0 | 141.0689 | 8.3942 | 412.2113 | 24.5283 | 1500 | 89.2562 | 105.7174 | UWFE | 0
1 | 1999 | 1999-05-31 | 8437.208 | 1 | 50.6934 | 1 | 2437.208 | 149.8581 | 1 | 4552 | 1 | 0 | 838.4514 | 51.5544 | 2288.5784 | 140.7192 | 1500 | 92.2314 | 188.3682 | UWFE | 0
1 | 1999 | 1999-06-30 | 8144.7666 | 0 | 51.8515 | 1 | 0 | 0 | 0 | 4382.9727 | 1 | 0 | 1060.0844 | 63.0794 | 2226.5994 | 132.4919 | 1500 | 89.2562 | 187.0418 | UWFE | 0
1 | 1999 | 1999-07-31 | 16000 | 1 | 51.2936 | 1 | 4000 | 245.9504 | 1 | 3724.7222 | 1 | 0 | 1277.9015 | 78.5751 | 2616.6782 | 160.8933 | 1500 | 92.2314 | 211.9656 | IBU | 0
1 | 1999 | 1999-08-31 | [19 empty] | 90285.5068 | 5551.4394 | 0 | 0 | 0 | 0
1 | 1999 | 1999-09-30 | [7 empty] | 2879.5078 | 1 | [10 empty] | 85063.751 | 5061.6447 | 0 | 0 | 0 | 0
1 | 1999 | 1999-10-31 | [19 empty] | 88700.0186 | 5453.9516 | 1020.4208 | 62.7432 | 1020.4208 | 62.7432
1 | 1999 | 1999-11-30 | [19 empty] | 86044.9727 | 5120.0314 | 1214.3295 | 72.2576 | 1214.3295 | 72.2576
1 | 1999 | 1999-12-31 | [19 empty] | 94592.2988 | 5816.2537 | 0 | 0 | 0 | 0
2 | 2000 | 2000-04-30 | 3250 | 0 | 53.5498 | 1 | 0 | 0 | 0 | 4550.5093 | 1 | 0 | 37.465 | 2.2293 | 403.1705 | 23.9903 | 1500 | 89.2562 | 102.366 | UWFE | 0
2 | 2000 | 2000-05-31 | 7298.4775 | 1 | 51.9819 | 1 | 1298.4775 | 79.8403 | 1 | 4552 | 1 | 0 | 651.5164 | 40.0602 | 1855.6586 | 114.1 | 1500 | 92.2314 | 169.3115 | UWFE | 0
2 | 2000 | 2000-06-30 | 12915.8477 | 1 | 51.9336 | 1 | 2915.8477 | 173.505 | 1 | 4064.6836 | 1 | 0 | 1133.9868 | 67.4769 | 2300.9248 | 136.9145 | 1500 | 89.2562 | 191.4519 | IBU | 0
2 | 2000 | 2000-07-31 | 16243.5498 | 1 | 51.9685 | 1 | 4243.5498 | 260.9257 | 1 | 3391.2625 | 1 | 0 | 1372.8363 | 84.4124 | 2562.8928 | 157.5861 | 1500 | 92.2314 | 213.2307 | IBU | 0
2 | 2000 | 2000-08-31 | [19 empty] | 89268.6641 | 5488.9162 | 0 | 0 | 0 | 0
2 | 2000 | 2000-09-30 | [7 empty] | 2897.0579 | 1 | [10 empty] | 89757.7656 | 5340.958 | 0 | 0 | 0 | 0
2 | 2000 | 2000-10-31 | [19 empty] | 91791.709 | 5644.0522 | 877.7862 | 53.973 | 877.7862 | 53.973
2 | 2000 | 2000-11-30 | [19 empty] | 88170.917 | 5246.5339 | 1047.9904 | 62.3598 | 1047.9904 | 62.3598
2 | 2000 | 2000-12-31 | [19 empty] | 94811.9624 | 5829.7603 | 1045.7059 | 64.298 | 1045.7059 | 64.298
4 | 2001 | 2001-04-30 | 3250 | 0 | 51.856 | 1 | 0 | 0 | 0 | 3754.8384 | 1 | 1 | 153.8719 | 9.156 | 425.2702 | 25.3053 | 1418.6572 | 84.416 | 101.6466 | UWFE | 0
4 | 2001 | 2001-05-31 | 9349.0918 | 1 | 51.6698 | 1 | 3349.0918 | 205.9276 | 1 | 3513.1182 | 1 | 1 | 131.5108 | 8.0863 | 2330.0557 | 143.2695 | 1500 | 92.2314 | 167.9093 | IBU | 167.9093
4 | 2001 | 2001-06-30 | 13580.4258 | 1 | 52.1295 | 1 | 3580.4258 | 213.0501 | 1 | 3084.426 | 1 | 1 | 341.7346 | 20.3346 | 2635.1208 | 156.8006 | 1500 | 89.2562 | 177.8238 | IBU | 177.8238
4 | 2001 | 2001-07-31 | 11758.25 | 0 | 54.3565 | 0 | 0 | 0 | 0 | 2758.9373 | 1 | 1 | 395.1577 | 24.2973 | 2538.0757 | 156.0602 | 1500 | 92.2314 | 182.4101 | IBU | 0
4 | 2001 | 2001-08-31 | [19 empty] | 92242.5518 | 5671.7734 | 2668.2903 | 164.0668 | 2668.2903 | 164.0668
4 | 2001 | 2001-09-30 | [7 empty] | 2536.1399 | 1 | [10 empty] | 94657.2197 | 5632.4957 | 1212.2628 | 72.1346 | 1212.2628 | 72.1346
4 | 2001 | 2001-10-31 | [19 empty] | 91063.4443 | 5599.2729 | 1937.2272 | 119.1155 | 1937.2272 | 119.1155
4 | 2001 | 2001-11-30 | [19 empty] | 96749 | 5756.9653 | 1367.0464 | 81.3449 | 1367.0464 | 81.3449
4 | 2001 | 2001-12-31 | [19 empty] | 94757.4683 | 5826.4096 | 0 | 0 | 0 | 0
4 | 2002 | 2002-04-30 | 3790.3257 | 0 | 51.3936 | 1 | 0 | 0 | 0 | 4552.1001 | 1 | 1 | 592.5997 | 35.2621 | 570.9269 | 33.9725 | 1500 | 89.2562 | 123.8735 | UWFE | 0
4 | 2002 | 2002-05-31 | 8129.605 | 1 | 50.4231 | 1 | 2129.605 | 130.9443 | 1 | 4345.9795 | 1 | 1 | 512.009 | 31.4822 | 2032.462 | 124.9712 | 1500 | 92.2314 | 170.4581 | UWFE | 0
4 | 2002 | 2002-06-30 | 11090.0508 | 1 | 51.0783 | 1 | 1090.0508 | 64.8625 | 1 | 3872.0471 | 1 | 1 | 765.8829 | 45.5732 | 2710.3994 | 161.28 | 1500 | 89.2562 | 192.6828 | IBU | 64.8625
4 | 2002 | 2002-07-31 | 14797.6426 | 1 | 51.4997 | 1 | 2797.6426 | 172.0203 | 1 | 3213.6313 | 1 | 1 | 838.2012 | 51.539 | 2538.0757 | 156.0602 | 1500 | 92.2314 | 196.031 | IBU | 172.0203
4 | 2002 | 2002-08-31 | [19 empty] | 92011.7979 | 5657.5849 | 1265.3412 | 77.8028 | 1265.3412 | 77.8028
4 | 2002 | 2002-09-30 | [7 empty] | 2964.5288 | 1 | [10 empty] | 95016.0933 | 5653.8502 | 1150.0072 | 68.4302 | 1150.0072 | 68.4302
4 | 2002 | 2002-10-31 | [19 empty] | 92889.2217 | 5711.5356 | 1966.7502 | 120.9308 | 1966.7502 | 120.9308
4 | 2002 | 2002-11-30 | [19 empty] | 93899.333 | 5587.3983 | 797.5587 | 47.458 | 797.5587 | 47.458
4 | 2002 | 2002-12-31 | [19 empty] | 88347.9023 | 5432.3008 | 0 | 0 | 0 | 0
OFF
ON

## Calc-Upper1+
Controls | Keswick |  |  | Clear Creek Temp |  |  | Shasta Storage |  |  | WYT Control |  |  |  | Release Schedule |  |  | Delevan Release |  |  | Flow Below Red Bluff |  |  | Flow Below Hamilton City |  |  | UWFE Restriction
| April | 6000 | Minimum rule for exchange | April | 99999 | No rule | April | 99999 | No rule | W | 1 | 0 |  | Aug | 1 |  | April | 1500 |  | April | 3250 |  | April | 4000 |  | 2
| May | 6000 | Minimum rule for exchange | May | 56 | Max for pre-critical | May | 99999 | No rule | AN | 2 | 0 |  | Sep | 1 |  | May | 1500 |  | May | 3250 |  | May | 4000
| Jun | 10000 | Minimum rule for exchange | Jun | 56 | Max for pre-critical | Jun | 99999 | No rule | BN | 3 | 0 |  | Oct | 1 |  | Jun | 1500 |  | Jun | 3250 |  | Jun | 4000
| Jul | 12000 | Minimum rule for exchange | Jul | 53.5 | Max critical season (Jul 1) | Jul | 99999 | No rule | D | 4 | 1 |  | Nov | 1 |  | Jul | 1500 |  | Jul | 3250 |  | Jul | 4000
| Aug | 12000 | Temperature control minimum |  |  |  | Sep - low | 0 | Max Projected September Storage | C | 5 | 1 |  | Dec | 1
| Sep | 6000 | Temperature control minimum |  |  |  | Sep - high | 99999
| Oct | 5000 | Temperature control minimum
| Nov | 5000 | Optimal WUA level
| Dec | 5000 | Optimal WUA level | [26 empty] | Apr - Jul | Apr - Jul | Apr - Jul | Aug-Dec | Aug-Dec | Aug-Dec | Apr-Dec
|  |  | Keswick Flow |  | Clear Creek Temp |  | Upstream |  |  | Shasta Storage |  | WYT Control | TC Diversion |  | GC Diversion |  | Delevan Release Available |  | Sac River Exchangeable | COA Condition | Exchangeable Water | Potential Temperature Control/WUA Flow |  | Banks Capacity |  | Diversion Capacity |  |  |  | 1 | 2 | 1 & 2 | 3 | 4 | 3 & 4 | 1 - 4
WYT (Jan-Dec) |  |  | CFS | Flag | F | Flag | CFS | TAF | Flag | TAF | Flag | Flag | CFS | TAF | CFS | TAF | CFS | TAF | TAF |  | TAF | CFS | TAF | CFS | TAF | CFS | TAF |  | WYT | Upstream Water | Reduceable Diversions | Exchangeable Water | Habitat Improvement | Banks Capacity | Diversion Capacity | Storable Water
1 | 1922 | 1922-04-30 | 4490.9214 | 0 | 53.8048 | 1 | 0 | 0 | 0 | 4552 | 1 | 0 | 373.6106 | 22.2314 | 533.2571 | 31.731 | 1500 | 89.2562 | 116.2374 | UWFE | 0 | [6 empty] | 1922 | 1 | 375.879 | 704.3698 | 0 | 208.7085 | 131.7231 | 24.9745 | 0 | Storable Water
1 | 1922 | 1922-05-31 | 11232.6396 | 1 | 55.4084 | 1 | 5232.6396 | 321.7425 | 1 | 4552 | 1 | 0 | 868.2706 | 53.3879 | 2241.9163 | 137.8501 | 1500 | 92.2314 | 187.8504 | UWFE | 0 | [6 empty] | 1923 | 3 | 198.6744 | 652.5345 | 0 | 308.1013 | 218.305 | 44.2521 | 0 | LT | 48.0548
1 | 1922 | 1922-06-30 | 10909.7949 | 1 | 53.3298 | 1 | 909.7949 | 54.1366 | 1 | 4241.4727 | 1 | 0 | 1108.193 | 65.9421 | 2347.4187 | 139.6811 | 1500 | 89.2562 | 192.0678 | UWFE | 0 | [6 empty] | 1924 | 5 | 161.1438 | 617.918 | 161.1438 | 509.4642 | 598.658 | 394.8458 | 161.1438 | DP | 114.8668
1 | 1922 | 1922-07-31 | 12170.3496 | 1 | 54.132 | 0 | 0 | 0 | 0 | 3788.6909 | 1 | 0 | 1209.6676 | 74.3796 | 2562.8928 | 157.5861 | 1500 | 92.2314 | 208.2143 | IBU | 0 | [6 empty] | 1925 | 4 | 43.7915 | 654.487 | 42.7647 | 228.3009 | 376.9674 | 194.0022 | 42.7647 | W | 0
1 | 1922 | 1922-08-31 | [19 empty] | 1238.1475 | 76.1307 | 0 | 0 | 0 | 0 | 1926 | 4 | 194.1076 | 628.7493 | 173.3633 | 529.4568 | 222.8758 | 151.4506 | 151.4506 | AN | 0
1 | 1922 | 1922-09-30 | [7 empty] | 2693.5151 | 1 | [10 empty] | 0 | 0 | 136.4151 | 8.1173 | 0 | 0 | 1927 | 2 | 577.1707 | 702.4023 | 0 | 137.625 | 102.3285 | 8.0681 | 0 | BN | 0
1 | 1922 | 1922-10-31 | [19 empty] | 406.1709 | 24.9745 | 940.9135 | 57.8545 | 406.1709 | 24.9745 | 1928 | 2 | 530.6434 | 653.2723 | 0 | 107.6033 | 112.6907 | 0 | 0 | D | 142.743
1 | 1922 | 1922-11-30 | [19 empty] | 0 | 0 | 1104.9873 | 65.7513 | 0 | 0 | 1929 | 5 | 127.9222 | 580.1331 | 127.9222 | 444.807 | 547.3502 | 342.5824 | 127.9222 | C | 86.4651
1 | 1922 | 1922-12-31 | [19 empty] | 1750 | 107.6033 | 0 | 0 | 0 | 0 | 1930 | 4 | 0 | 613.883 | 0 | 575.7467 | 529.9975 | 406.818 | 0
3 | 1923 | 1923-04-30 | 3250 | 0 | 52.3498 | 1 | 0 | 0 | 0 | 3743.0518 | 1 | 0 | 244.4835 | 14.5478 | 427.7815 | 25.4548 | 1500 | 89.2562 | 109.2575 | UWFE | 0 | [6 empty] | 1931 | 5 | 174.2347 | 600.0615 | 174.2347 | 608.123 | 417.2065 | 318.6413 | 174.2347 | 48.0548 | 20 | 189.6515
3 | 1923 | 1923-05-31 | 9231.1299 | 1 | 55.4485 | 1 | 3231.1299 | 198.6744 | 1 | 3524.2053 | 1 | 0 | 301.417 | 18.5334 | 2265.7722 | 139.3169 | 1500 | 92.2314 | 171.1566 | UWFE | 0 | [6 empty] | 1932 | 5 | 0 | 577.6735 | 0 | 603.2969 | 468.2117 | 361.7228 | 0 | 15 | 23 | 169.2366
3 | 1923 | 1923-06-30 | 9187.7715 | 0 | 53.1515 | 1 | 0 | 0 | 0 | 3273.1863 | 1 | 0 | 530.3787 | 31.5597 | 2621.1877 | 155.9715 | 1500 | 89.2562 | 183.0218 | IBU | 0 | [6 empty] | 1933 | 5 | 30.8252 | 581.3961 | 0 | 605.1367 | 364.8249 | 323.6605 | 0 | 30 | 22 | 175.9397
3 | 1923 | 1923-07-31 | 11611.9492 | 0 | 55.3772 | 0 | 0 | 0 | 0 | 2867.1321 | 1 | 0 | 613.4034 | 37.7167 | 2537.3855 | 156.0178 | 1500 | 92.2314 | 189.0986 | IBU | 0 | [6 empty] | 1934 | 5 | 61.1408 | 586.0952 | 61.1408 | 772.6747 | 541.7066 | 492.3419 | 61.1408 | 60 | 20 | 189.6515
3 | 1923 | 1923-08-31 | [19 empty] | 2981.1094 | 183.3013 | 223.2617 | 13.7278 | 223.2617 | 13.7278 | 1935 | 4 | 0 | 621.904 | 0 | 621.5256 | 121.2343 | 121.2343 | 0 | 90 | 19 | 196.4152
3 | 1923 | 1923-09-30 | [7 empty] | 2596.2393 | 1 | [10 empty] | 1584.356 | 94.2757 | 0 | 0 | 0 | 0 | 1936 | 3 | 0 | 640.0658 | 0 | 350.6484 | 178.0867 | 59.25 | 0 | 100 | 19 | 196.4152
3 | 1923 | 1923-10-31 | [19 empty] | 393.6621 | 24.2053 | 906.5126 | 55.7393 | 393.6621 | 24.2053 | 1937 | 4 | 0 | 644.8553 | 0 | 207.0463 | 104.7467 | 93.6833 | 0 | 120 | 18 | 201.1808
3 | 1923 | 1923-11-30 | [19 empty] | 0 | 0 | 1181.5662 | 70.3081 | 0 | 0 | 1938 | 1 | 467.8515 | 685.2986 | 0 | 113.1956 | 2.9733 | 0 | 0 | 150 | 15 | 213.9072
3 | 1923 | 1923-12-31 | [19 empty] | 102.7681 | 6.319 | 1277.1647 | 78.5298 | 102.7681 | 6.319 | 1939 | 3 | 397.2899 | 676.8093 | 0 | 138.9054 | 623.408 | 136.135 | 0 | 180 | 9 | 248.775
5 | 1924 | 1924-04-30 | 5624.3779 | 0 | 51.9006 | 1 | 0 | 0 | 0 | 2500 | 1 | 1 | 202.0041 | 12.0201 | 537.101 | 31.9597 | 1411.9502 | 84.0169 | 106.0068 | IBU | 0 | [6 empty] | 1940 | 2 | 229.3982 | 663.7744 | 0 | 28.5287 | 129.2047 | 0 | 0 | 210 | 6 | 277.5776
5 | 1924 | 1924-05-31 | 8620.7529 | 1 | 55.0898 | 1 | 2620.7529 | 161.1438 | 1 | 2135.3757 | 1 | 1 | 220.0907 | 13.5328 | 2324.4033 | 142.922 | 1500 | 92.2314 | 170.4588 | IBU | 161.1438 | [6 empty] | 1941 | 1 | 840.2123 | 667.1199 | 0 | 7.8196 | 62.0051 | 2.5746 | 0 | 240 | 5 | 290.9122
5 | 1924 | 1924-06-30 | 8906.1973 | 0 | 56.1863 | 0 | 0 | 0 | 0 | 1764.8621 | 1 | 1 | 251.7825 | 14.9821 | 2484.0364 | 147.8104 | 1500 | 89.2562 | 170.6525 | IBU | 0 | [6 empty] | 1942 | 1 | 277.6817 | 681.4633 | 0 | 176.7011 | 142.9707 | 0 | 0
5 | 1924 | 1924-07-31 | 9371.8037 | 0 | 55.104 | 0 | 0 | 0 | 0 | 1413.5541 | 1 | 1 | 274.1045 | 16.854 | 2281.4834 | 140.2829 | 1500 | 92.2314 | 170.7999 | IBU | 0 | [6 empty] | 1943 | 1 | 317.6537 | 677.9353 | 0 | 140.5249 | 283.8382 | 21.0046 | 0
5 | 1924 | 1924-08-31 | [19 empty] | 3865.5312 | 237.6823 | 3013.0115 | 185.2629 | 3013.0115 | 185.2629 | 1944 | 4 | 0 | 536.4356 | 0 | 469.3441 | 425.3561 | 259.732 | 0
5 | 1924 | 1924-09-30 | [7 empty] | 953.8166 | 1 | [10 empty] | 0 | 0 | 1832.2587 | 109.027 | 0 | 0 | 1945 | 3 | 114.7313 | 638.1036 | 0 | 151.1981 | 122.3942 | 48.5012 | 0
5 | 1924 | 1924-10-31 | [19 empty] | 976.561 | 60.0464 | 661.1058 | 40.6498 | 661.1058 | 40.6498 | 1946 | 2 | 407.8843 | 703.6485 | 0 | 125.164 | 168.4989 | 0 | 0
5 | 1924 | 1924-11-30 | [19 empty] | 1750 | 104.1322 | 1030.6826 | 61.3299 | 1030.6826 | 61.3299 | 1947 | 4 | 277.5591 | 637.8422 | 277.5591 | 503.605 | 397.171 | 333.0747 | 277.5591
5 | 1924 | 1924-12-31 | [19 empty] | 1750 | 107.6033 | 3291.533 | 202.3885 | 1750 | 107.6033 | 1948 | 3 | 208.5768 | 636.5966 | 0 | 310.6593 | 206.4982 | 138.6414 | 0
4 | 1925 | 1925-04-30 | 3250 | 0 | 49.611 | 1 | 0 | 0 | 0 | 4202.8247 | 1 | 1 | 154.969 | 9.2213 | 375.546 | 22.3465 | 1500 | 89.2562 | 105.0401 | UWFE | 0 | [6 empty] | 1949 | 4 | 193.3107 | 668.0887 | 156.3879 | 312.2882 | 433.9174 | 254.0204 | 156.3879
4 | 1925 | 1925-05-31 | 6016.6982 | 1 | 50.3644 | 1 | 16.6982 | 1.0267 | 1 | 4282.1665 | 1 | 1 | 377.7913 | 23.2295 | 1796.5596 | 110.4661 | 1500 | 92.2314 | 159.0792 | UWFE | 0 | [6 empty] | 1950 | 4 | 24.3918 | 648.7087 | 0 | 242.1914 | 112.0731 | 26.8744 | 0
4 | 1925 | 1925-06-30 | 9612.4141 | 0 | 50.7997 | 1 | 0 | 0 | 0 | 3989.9407 | 1 | 1 | 794.0576 | 47.2497 | 2591.7786 | 154.2215 | 1500 | 89.2562 | 189.9918 | IBU | 0 | [6 empty] | 1951 | 2 | 318.2121 | 645.2134 | 0 | 42.7948 | 123.9875 | 0 | 0
4 | 1925 | 1925-07-31 | 12695.502 | 1 | 51.4569 | 1 | 695.502 | 42.7647 | 1 | 3437.5415 | 1 | 1 | 979.5245 | 60.2286 | 2538.0757 | 156.0602 | 1500 | 92.2314 | 200.3758 | IBU | 42.7647 | [6 empty] | 1952 | 1 | 697.7898 | 685.729 | 0 | 11.6006 | 58.6101 | 0 | 0
4 | 1925 | 1925-08-31 | [19 empty] | 2170.4141 | 133.4536 | 1755.4484 | 107.9383 | 1755.4484 | 107.9383 | 1953 | 1 | 393.9429 | 699.8034 | 0 | 129.2002 | 184.1661 | 7.2795 | 0
4 | 1925 | 1925-09-30 | [7 empty] | 2972.5574 | 1 | [10 empty] | 123.396 | 7.3426 | 601.6094 | 35.7982 | 123.396 | 7.3426 | 1954 | 2 | 628.7595 | 682.9989 | 0 | 175.7517 | 98.617 | 0 | 0
4 | 1925 | 1925-10-31 | [19 empty] | 0 | 0 | 1509.1989 | 92.797 | 0 | 0 | 1955 | 4 | 146.3993 | 650.4859 | 146.3993 | 420.001 | 316.7675 | 229.8801 | 146.3993
4 | 1925 | 1925-11-30 | [19 empty] | 0 | 0 | 1037.1134 | 61.7125 | 0 | 0 | 1956 | 1 | 238.4128 | 688.1348 | 0 | 152.1915 | 69.8032 | 0 | 0
4 | 1925 | 1925-12-31 | [19 empty] | 1423.1292 | 87.5048 | 1280.2795 | 78.7213 | 1280.2795 | 78.7213 | 1957 | 2 | 515.4997 | 678.5345 | 0 | 99.7405 | 311.108 | 59.8271 | 0
4 | 1926 | 1926-04-30 | 3250 | 0 | 51.2123 | 1 | 0 | 0 | 0 | 3896.7319 | 1 | 1 | 52.2226 | 3.1075 | 311.7583 | 18.5509 | 1500 | 89.2562 | 100.0854 | UWFE | 0 | [6 empty] | 1958 | 1 | 412.3229 | 667.2833 | 0 | 2.5494 | 93.3707 | 0 | 0
4 | 1926 | 1926-05-31 | 8995.4434 | 1 | 50.1938 | 1 | 2995.4434 | 184.1826 | 1 | 3570.7637 | 1 | 1 | 105.3316 | 6.4766 | 2210.8083 | 135.9373 | 1500 | 92.2314 | 163.4384 | IBU | 163.4384 | [6 empty] | 1959 | 3 | 504.1242 | 681.4201 | 0 | 81.4049 | 344.7632 | 46.3041 | 0
4 | 1926 | 1926-06-30 | 10166.7949 | 1 | 51.8018 | 1 | 166.7949 | 9.925 | 1 | 3144.4993 | 1 | 1 | 393.1129 | 23.3918 | 2714.9617 | 161.5514 | 1500 | 89.2562 | 181.7278 | IBU | 9.925 | [6 empty] | 1960 | 4 | 382.2012 | 605.6054 | 306.2832 | 357.9051 | 422.7664 | 210.9044 | 210.9044
4 | 1926 | 1926-07-31 | 11392.6768 | 0 | 53.7891 | 0 | 0 | 0 | 0 | 2700.4294 | 1 | 1 | 430.5342 | 26.4725 | 2538.0757 | 156.0602 | 1500 | 92.2314 | 183.4978 | IBU | 0 | [6 empty] | 1961 | 4 | 359.5936 | 650.41 | 192.7739 | 297.6387 | 593.4829 | 292.8196 | 192.7739
4 | 1926 | 1926-08-31 | [19 empty] | 3691.6279 | 226.9894 | 1075.4595 | 66.1274 | 1075.4595 | 66.1274 | 1962 | 3 | 350.8485 | 686.2466 | 0 | 187.4712 | 20.0458 | 20.0458 | 0
4 | 1926 | 1926-09-30 | [7 empty] | 2281.957 | 1 | [10 empty] | 1113.1768 | 66.2386 | 1022.28 | 60.8299 | 1022.28 | 60.8299 | 1963 | 1 | 1727.2135 | 677.1254 | 0 | 186.7903 | 160.5331 | 21.3952 | 0
4 | 1926 | 1926-10-31 | [19 empty] | 398.3447 | 24.4933 | 1559.9655 | 95.9185 | 398.3447 | 24.4933 | 1964 | 4 | 202.9533 | 649.6019 | 154.4018 | 360.2284 | 318.5201 | 211.193 | 154.4018
4 | 1926 | 1926-11-30 | [19 empty] | 1750 | 104.1322 | 0 | 0 | 0 | 0 | 1965 | 1 | 332.6335 | 667.6 | 0 | 264.8843 | 84.2143 | 0 | 0
4 | 1926 | 1926-12-31 | [19 empty] | 1750 | 107.6033 | 0 | 0 | 0 | 0 | 1966 | 3 | 622.644 | 692.2432 | 0 | 104.1322 | 202.3592 | 69.1064 | 0
2 | 1927 | 1927-04-30 | 9794.8115 | 1 | 47.5787 | 1 | 3794.8115 | 225.807 | 1 | 4552 | 1 | 0 | 550.7923 | 32.7744 | 486.0442 | 28.9216 | 1500 | 89.2562 | 120.1042 | UWFE | 0 | [6 empty] | 1967 | 1 | 650.6208 | 666.8276 | 0 | 163.9572 | 121.2366 | 0 | 0
2 | 1927 | 1927-05-31 | 7714.3828 | 1 | 50.2014 | 1 | 1714.3828 | 105.4133 | 1 | 4552 | 1 | 0 | 894.1383 | 54.9784 | 2249.6934 | 138.3283 | 1500 | 92.2314 | 188.8847 | UWFE | 0 | [6 empty] | 1968 | 3 | 497.0156 | 644.8133 | 0 | 450.7024 | 131.1443 | 58.7159 | 0
2 | 1927 | 1927-06-30 | 8988.9209 | 0 | 51.1298 | 1 | 0 | 0 | 0 | 4290.3853 | 1 | 0 | 1054.7291 | 62.7607 | 2141.7219 | 127.4413 | 1500 | 89.2562 | 184.3572 | UWFE | 0 | [6 empty] | 1969 | 1 | 438.4583 | 692.7865 | 0 | 94.3091 | 17.675 | 0 | 0
2 | 1927 | 1927-07-31 | 16000 | 1 | 51.3325 | 1 | 4000 | 245.9504 | 1 | 3557.6995 | 1 | 0 | 1278.4689 | 78.61 | 2521.4749 | 155.0394 | 1500 | 92.2314 | 209.0561 | IBU | 0 | [6 empty] | 1970 | 1 | 344.982 | 613.5278 | 0 | 83.6305 | 170.5214 | 0 | 0
2 | 1927 | 1927-08-31 | [19 empty] | 883.0723 | 54.298 | 131.2157 | 8.0681 | 131.2157 | 8.0681 | 1971 | 1 | 413.6983 | 685.4588 | 0 | 263.5069 | 198.776 | 22.6091 | 0
2 | 1927 | 1927-09-30 | [7 empty] | 2812.228 | 1 | [10 empty] | 0 | 0 | 0 | 0 | 0 | 0 | 1972 | 3 | 529.1849 | 647.495 | 0 | 271.596 | 297.7175 | 215.7477 | 0
2 | 1927 | 1927-10-31 | [19 empty] | 0 | 0 | 958.4877 | 58.9351 | 0 | 0 | 1973 | 2 | 456.3623 | 697.3503 | 0 | 198.7338 | 104.9109 | 16.361 | 0
2 | 1927 | 1927-11-30 | [19 empty] | 0 | 0 | 593.6611 | 35.3253 | 0 | 0 | 1974 | 1 | 37.0389 | 679.962 | 0 | 255.46 | 158.6533 | 0 | 0
2 | 1927 | 1927-12-31 | [19 empty] | 1355.1843 | 83.327 | 0 | 0 | 0 | 0 | 1975 | 1 | 358.2199 | 704.9857 | 0 | 245.1496 | 123.3349 | 0 | 0
2 | 1928 | 1928-04-30 | 3250 | 0 | 51.2807 | 1 | 0 | 0 | 0 | 4536.6592 | 1 | 0 | 195.058 | 11.6068 | 419.7452 | 24.9766 | 1500 | 89.2562 | 107.5479 | UWFE | 0 | [6 empty] | 1976 | 4 | 250.9675 | 607.4936 | 172.0144 | 396.2374 | 561.1327 | 186.4219 | 172.0144
2 | 1928 | 1928-05-31 | 7197.1987 | 1 | 51.6729 | 1 | 1197.1987 | 73.6129 | 1 | 4435.5835 | 1 | 0 | 357.5026 | 21.982 | 2314.5017 | 142.3132 | 1500 | 92.2314 | 174.379 | UWFE | 0 | [6 empty] | 1977 | 5 | 196.3267 | 601.9224 | 196.3267 | 497.57 | 635.3522 | 496.9976 | 196.3267
2 | 1928 | 1928-06-30 | 13547.3184 | 1 | 51.1934 | 1 | 3547.3184 | 211.0801 | 1 | 3819.0554 | 1 | 0 | 655.3317 | 38.9949 | 2329.1833 | 138.596 | 1500 | 89.2562 | 178.0517 | IBU | 0 | [6 empty] | 1978 | 2 | 217.9635 | 695.2552 | 0 | 147.3775 | 86.7029 | 13.7034 | 0
2 | 1928 | 1928-07-31 | 16000 | 1 | 52.2686 | 1 | 4000 | 245.9504 | 1 | 3098.6023 | 1 | 0 | 724.3493 | 44.5385 | 2562.8928 | 157.5861 | 1500 | 92.2314 | 193.2937 | IBU | 0 | [6 empty] | 1979 | 4 | 34.8776 | 653.8069 | 34.8776 | 395.958 | 125.5008 | 52.523 | 34.8776
2 | 1928 | 1928-08-31 | [19 empty] | 0 | 0 | 4.0737 | 0.25048 | 0 | 0 | 1980 | 2 | 40.0834 | 678.4036 | 0 | 283.4929 | 39.2826 | 0 | 0
2 | 1928 | 1928-09-30 | [7 empty] | 2247.1189 | 1 | [10 empty] | 0 | 0 | 0 | 0 | 0 | 0 | 1981 | 4 | 591.6002 | 674.7652 | 493.1475 | 328.2243 | 328.5317 | 310.9715 | 310.9715
2 | 1928 | 1928-10-31 | [19 empty] | 0 | 0 | 828.0195 | 50.9129 | 0 | 0 | 1982 | 1 | 1125.4426 | 640.3691 | 0 | 170.4471 | 0 | 0 | 0
2 | 1928 | 1928-11-30 | [19 empty] | 0 | 0 | 1034.0005 | 61.5273 | 0 | 0 | 1983 | 1 | 1379.8435 | 680.2609 | 0 | 0 | 19.841 | 0 | 0
2 | 1928 | 1928-12-31 | [19 empty] | 1750 | 107.6033 | 0 | 0 | 0 | 0 | 1984 | 1 | 407.1062 | 692.3224 | 0 | 420.323 | 71.7163 | 0 | 0
5 | 1929 | 1929-04-30 | 3250 | 0 | 51.1923 | 1 | 0 | 0 | 0 | 2771.0933 | 1 | 1 | 223.3833 | 13.2922 | 516.5081 | 30.7344 | 785.2163 | 46.7236 | 68.7369 | UWFE | 0 | [6 empty] | 1985 | 3 | 489.5172 | 656.3419 | 0 | 238.5276 | 253.3775 | 64.8615 | 0
5 | 1929 | 1929-05-31 | 8080.4556 | 1 | 51.6781 | 1 | 2080.4556 | 127.9222 | 1 | 2547.7896 | 1 | 1 | 306.9447 | 18.8733 | 2370.6716 | 145.7669 | 1500 | 92.2314 | 174.5515 | IBU | 127.9222 | [6 empty] | 1986 | 1 | 63.8032 | 643.0755 | 0 | 211.1951 | 288.0629 | 51.0762 | 0
5 | 1929 | 1929-06-30 | 8416.8945 | 0 | 54.2862 | 1 | 0 | 0 | 0 | 2247.3098 | 1 | 1 | 280.0013 | 16.6612 | 2189.3926 | 130.2779 | 1500 | 89.2562 | 162.7258 | IBU | 0 | [6 empty] | 1987 | 4 | 384.2392 | 639.5103 | 345.5485 | 465.5479 | 559.0071 | 320.1928 | 320.1928
5 | 1929 | 1929-07-31 | 12141.1709 | 1 | 55.6233 | 0 | 0 | 0 | 0 | 1718.2078 | 1 | 1 | 382.0605 | 23.492 | 2281.4834 | 140.2829 | 1500 | 92.2314 | 174.1189 | IBU | 0 | [6 empty] | 1988 | 5 | 110.6356 | 562.6376 | 110.6356 | 489.7832 | 534.8163 | 319.8055 | 110.6356
5 | 1929 | 1929-08-31 | [19 empty] | 4113.0669 | 252.9026 | 2623.3906 | 161.306 | 2623.3906 | 161.306 | 1989 | 4 | 354.8644 | 654.2174 | 283.0543 | 493.2583 | 434.551 | 261.2591 | 261.2591
5 | 1929 | 1929-09-30 | [7 empty] | 1326.9272 | 1 | [10 empty] | 694.3257 | 41.3152 | 1966.5052 | 117.0152 | 694.3257 | 41.3152 | 1990 | 5 | 0 | 508.5089 | 0 | 427.279 | 684.5884 | 380.8531 | 0
5 | 1929 | 1929-10-31 | [19 empty] | 0 | 0 | 1369.0618 | 84.1803 | 0 | 0 | 1991 | 5 | 45.8861 | 601.8979 | 0 | 529.7439 | 691.6938 | 399.7834 | 0
5 | 1929 | 1929-11-30 | [19 empty] | 722.4009 | 42.9858 | 1476.7601 | 87.8733 | 722.4009 | 42.9858 | 1992 | 5 | 184.4094 | 595.2542 | 184.4094 | 507.0114 | 529.4604 | 355.7276 | 184.4094
5 | 1929 | 1929-12-31 | [19 empty] | 1750 | 107.6033 | 1577.1521 | 96.9753 | 1577.1521 | 96.9753 | 1993 | 2 | 368.517 | 678.6589 | 0 | 268.9244 | 150.0172 | 21.9448 | 0
4 | 1930 | 1930-04-30 | 3250 | 0 | 51.2395 | 1 | 0 | 0 | 0 | 2916.8228 | 1 | 1 | 44.5087 | 2.6484 | 392.623 | 23.3627 | 1500 | 89.2562 | 102.2618 | UWFE | 0 | [6 empty] | 1994 | 5 | 21.7683 | 561.5149 | 21.7683 | 546.2383 | 521.344 | 450.0838 | 21.7683
4 | 1930 | 1930-05-31 | 5412.9868 | 0 | 51.4721 | 1 | 0 | 0 | 0 | 2856.511 | 1 | 1 | 14.9967 | 0.92211 | 2146.5247 | 131.9847 | 1500 | 92.2314 | 158.6848 | UWFE | 0 | [6 empty] | 1995 | 1 | 374.4981 | 676.6273 | 0 | 96.9502 | 112.6723 | 0 | 0
4 | 1930 | 1930-06-30 | 8881.8975 | 0 | 52.8993 | 1 | 0 | 0 | 0 | 2536.0442 | 1 | 1 | 199.5901 | 11.8764 | 2714.9617 | 161.5514 | 1500 | 89.2562 | 175.9701 | IBU | 0 | [6 empty] | 1996 | 1 | 470.8269 | 673.7036 | 0 | 162.5129 | 153.2964 | 0 | 0
4 | 1930 | 1930-07-31 | 9171.2354 | 0 | 55.4815 | 0 | 0 | 0 | 0 | 2214.1086 | 1 | 1 | 218.0871 | 13.4097 | 2538.0757 | 156.0602 | 1500 | 92.2314 | 176.9663 | IBU | 0 | [6 empty] | 1997 | 1 | 379.079 | 682.8765 | 0 | 338.525 | 130.5469 | 0 | 0
4 | 1930 | 1930-08-31 | [19 empty] | 4246.4409 | 261.1035 | 2140.2126 | 131.5965 | 2140.2126 | 131.5965 | 1998 | 1 | 1046.5325 | 637.7718 | 0 | 0 | 3.2742 | 0 | 0
4 | 1930 | 1930-09-30 | [7 empty] | 1915.0425 | 1 | [10 empty] | 1942.9685 | 115.6147 | 1280.4639 | 76.1929 | 1280.4639 | 76.1929 | 1999 | 1 | 395.8085 | 693.093 | 0 | 140.5918 | 135.0008 | 0 | 0
4 | 1930 | 1930-10-31 | [19 empty] | 81.6509 | 5.0205 | 1605.8981 | 98.7428 | 81.6509 | 5.0205 | 2000 | 2 | 514.271 | 676.3601 | 0 | 78.0686 | 180.6307 | 0 | 0
4 | 1930 | 1930-11-30 | [19 empty] | 1452.0798 | 86.4048 | 1772.533 | 105.473 | 1452.0798 | 86.4048 | 2001 | 4 | 418.9778 | 629.7899 | 345.7331 | 404.2249 | 436.6618 | 284.5785 | 284.5785
4 | 1930 | 1930-12-31 | [19 empty] | 1750 | 107.6033 | 1918.9597 | 117.9922 | 1750 | 107.6033 | 2002 | 4 | 367.8272 | 683.0454 | 236.8829 | 307.2586 | 314.6218 | 138.324 | 138.324
5 | 1931 | 1931-04-30 | 6839.519 | 1 | 50.9566 | 1 | 839.519 | 49.9549 | 1 | 1860.2615 | 1 | 1 | 166.2087 | 9.8901 | 541.1191 | 32.1988 | 1500 | 89.2562 | 110.3007 | IBU | 49.9549
5 | 1931 | 1931-05-31 | 8021.2178 | 1 | 54.4401 | 1 | 2021.2178 | 124.2798 | 1 | 1533.4961 | 1 | 1 | 149.4881 | 9.1917 | 2010.7308 | 123.635 | 1500 | 92.2314 | 158.6447 | IBU | 124.2798
5 | 1931 | 1931-06-30 | 8236.2363 | 0 | 53.9153 | 1 | 0 | 0 | 0 | 1203.6804 | 1 | 1 | 183.682 | 10.9298 | 2250.9431 | 133.9404 | 1500 | 89.2562 | 161.6913 | IBU | 0
5 | 1931 | 1931-07-31 | 9719.4023 | 0 | 56.5546 | 0 | 0 | 0 | 0 | 751.5536 | 1 | 1 | 229.3762 | 14.1038 | 2281.4834 | 140.2829 | 1500 | 92.2314 | 169.4248 | IBU | 0
5 | 1931 | 1931-08-31 | [19 empty] | 4454.1548 | 273.8753 | 1954.8474 | 120.1989 | 1954.8474 | 120.1989
5 | 1931 | 1931-09-30 | [7 empty] | 558.6163 | 1 | [10 empty] | 1635.481 | 97.3179 | 2060.6035 | 122.6144 | 1635.481 | 97.3179
5 | 1931 | 1931-10-31 | [19 empty] | 357.6157 | 21.9889 | 1549.2155 | 95.2575 | 357.6157 | 21.9889
5 | 1931 | 1931-11-30 | [19 empty] | 1803.8669 | 107.3375 | 1329.9177 | 79.1356 | 1329.9177 | 79.1356
5 | 1931 | 1931-12-31 | [19 empty] | 1750 | 107.6033 | 0 | 0 | 0 | 0
5 | 1932 | 1932-04-30 | 3250 | 0 | 49.3479 | 1 | 0 | 0 | 0 | 1787.3011 | 1 | 1 | 0 | 0 | 527.2299 | 31.3724 | 1207.2068 | 71.8338 | 87.52 | UWFE | 0
5 | 1932 | 1932-05-31 | 4951.0298 | 0 | 51.6594 | 1 | 0 | 0 | 0 | 1880.7854 | 1 | 1 | 0 | 0 | 2037.6466 | 125.29 | 1500 | 92.2314 | 154.8764 | UWFE | 0
5 | 1932 | 1932-06-30 | 7197.3003 | 0 | 54.0895 | 1 | 0 | 0 | 0 | 1657.1804 | 1 | 1 | 0 | 0 | 2546.3579 | 151.5188 | 1500 | 89.2562 | 165.0156 | IBU | 0
5 | 1932 | 1932-07-31 | 8582.5312 | 0 | 55.7539 | 0 | 0 | 0 | 0 | 1286.9185 | 1 | 1 | 0 | 0 | 2538.0757 | 156.0602 | 1500 | 92.2314 | 170.2615 | IBU | 0
5 | 1932 | 1932-08-31 | [19 empty] | 4727.3965 | 290.6763 | 1881.4377 | 115.6851 | 1881.4377 | 115.6851
5 | 1932 | 1932-09-30 | [7 empty] | 902.0558 | 1 | [10 empty] | 1769.7432 | 105.307 | 909.0564 | 54.0926 | 909.0564 | 54.0926
5 | 1932 | 1932-10-31 | [19 empty] | 268.8862 | 16.5332 | 1075.1279 | 66.107 | 268.8862 | 16.5332
5 | 1932 | 1932-11-30 | [19 empty] | 1397.8372 | 83.1771 | 1139.5615 | 67.8086 | 1139.5615 | 67.8086
5 | 1932 | 1932-12-31 | [19 empty] | 1750 | 107.6033 | 2675.6343 | 164.5183 | 1750 | 107.6033
5 | 1933 | 1933-04-30 | 3250 | 0 | 51.0343 | 1 | 0 | 0 | 0 | 1716.4489 | 1 | 1 | 180.9952 | 10.77 | 566.2323 | 33.6932 | 929.3281 | 55.2989 | 77.5304 | UWFE | 0
5 | 1933 | 1933-05-31 | 6501.3232 | 1 | 51.83 | 1 | 501.3232 | 30.8252 | 1 | 1691.3677 | 1 | 1 | 170.3089 | 10.4719 | 2197.3789 | 135.1116 | 1500 | 92.2314 | 165.0231 | UWFE | 0
5 | 1933 | 1933-06-30 | 7378.0923 | 0 | 54.6796 | 1 | 0 | 0 | 0 | 1503.11 | 1 | 1 | 210.9902 | 12.5548 | 2481.9319 | 147.6852 | 1500 | 89.2562 | 169.3762 | IBU | 0
5 | 1933 | 1933-07-31 | 10174.7207 | 0 | 55.8661 | 0 | 0 | 0 | 0 | 1036.8127 | 1 | 1 | 230.7274 | 14.1869 | 2281.4834 | 140.2829 | 1500 | 92.2314 | 169.4663 | IBU | 0
5 | 1933 | 1933-08-31 | [19 empty] | 3961.7812 | 243.6004 | 1026.3896 | 63.1102 | 1026.3896 | 63.1102
5 | 1933 | 1933-09-30 | [7 empty] | 614.1947 | 1 | [10 empty] | 1806.5776 | 107.4988 | 1631.1929 | 97.0627 | 1631.1929 | 97.0627
5 | 1933 | 1933-10-31 | [19 empty] | 687.9746 | 42.3019 | 1357.4503 | 83.4664 | 687.9746 | 42.3019
5 | 1933 | 1933-11-30 | [19 empty] | 1750 | 104.1322 | 1382.8738 | 82.2867 | 1382.8738 | 82.2867
5 | 1933 | 1933-12-31 | [19 empty] | 1750 | 107.6033 | 632.6299 | 38.8989 | 632.6299 | 38.8989
5 | 1934 | 1934-04-30 | 3250 | 0 | 50.4968 | 1 | 0 | 0 | 0 | 1640.1229 | 1 | 1 | 162.7166 | 9.6823 | 521.5308 | 31.0332 | 953.1812 | 56.7182 | 77.076 | UWFE | 0
5 | 1934 | 1934-05-31 | 6994.3599 | 1 | 51.0222 | 1 | 994.3599 | 61.1408 | 1 | 1420.9012 | 1 | 1 | 222.3974 | 13.6747 | 2243.6472 | 137.9565 | 1500 | 92.2314 | 168.047 | IBU | 61.1408
5 | 1934 | 1934-06-30 | 8056.0332 | 0 | 54.7523 | 1 | 0 | 0 | 0 | 1102.0863 | 1 | 1 | 267.8396 | 15.9376 | 2418.7939 | 143.9282 | 1500 | 89.2562 | 169.1891 | IBU | 0
5 | 1934 | 1934-07-31 | 10945.8584 | 0 | 56.0546 | 0 | 0 | 0 | 0 | 650 | 1 | 1 | 306.0854 | 18.8205 | 2281.4834 | 140.2829 | 1500 | 92.2314 | 171.7831 | IBU | 0
5 | 1934 | 1934-08-31 | [19 empty] | 4825.4819 | 296.7073 | 3029.4255 | 186.2721 | 3029.4255 | 186.2721
5 | 1934 | 1934-09-30 | [7 empty] | 550 | 1 | [10 empty] | 2066.6274 | 122.9729 | 1900.2302 | 113.0716 | 1900.2302 | 113.0716
5 | 1934 | 1934-10-31 | [19 empty] | 2297.3577 | 141.259 | 1445.2672 | 88.866 | 1445.2672 | 88.866
5 | 1934 | 1934-11-30 | [19 empty] | 1750 | 104.1322 | 2579.6003 | 153.4969 | 1750 | 104.1322
5 | 1934 | 1934-12-31 | [19 empty] | 1750 | 107.6033 | 0 | 0 | 0 | 0
4 | 1935 | 1935-04-30 | 3250 | 0 | 49.3581 | 1 | 0 | 0 | 0 | 2701.3298 | 1 | 1 | 1.3366 | 0.079535 | 295.1836 | 17.5646 | 1500 | 89.2562 | 98.0783 | UWFE | 0
4 | 1935 | 1935-05-31 | 3785.3335 | 0 | 51.7742 | 1 | 0 | 0 | 0 | 2993.2708 | 1 | 1 | 70.7989 | 4.3533 | 2185.4097 | 134.3756 | 1500 | 92.2314 | 161.5958 | UWFE | 0
4 | 1935 | 1935-06-30 | 8129.792 | 0 | 51.7009 | 1 | 0 | 0 | 0 | 2742.5535 | 1 | 1 | 355.0309 | 21.1258 | 2600.0139 | 154.7116 | 1500 | 89.2562 | 177.1749 | IBU | 0
4 | 1935 | 1935-07-31 | 9552.0293 | 0 | 53.4228 | 1 | 0 | 0 | 0 | 2381.8289 | 1 | 1 | 386.6729 | 23.7756 | 2632.5889 | 161.8716 | 1500 | 92.2314 | 185.055 | IBU | 0
4 | 1935 | 1935-08-31 | [19 empty] | 3778.3145 | 232.3195 | 311.4095 | 19.1478 | 311.4095 | 19.1478
4 | 1935 | 1935-09-30 | [7 empty] | 1958.6935 | 1 | [10 empty] | 1975.2356 | 117.5347 | 386.7321 | 23.0122 | 386.7321 | 23.0122
4 | 1935 | 1935-10-31 | [19 empty] | 1109.8003 | 68.239 | 839.3042 | 51.6068 | 839.3042 | 51.6068
4 | 1935 | 1935-11-30 | [19 empty] | 1610.4626 | 95.8292 | 442.0624 | 26.3045 | 442.0624 | 26.3045
4 | 1935 | 1935-12-31 | [19 empty] | 1750 | 107.6033 | 18.9133 | 1.1629 | 18.9133 | 1.1629
3 | 1936 | 1936-04-30 | 3250 | 0 | 49.9358 | 1 | 0 | 0 | 0 | 4126.3887 | 1 | 0 | 205.4302 | 12.2239 | 427.2792 | 25.4249 | 1500 | 89.2562 | 108.0806 | UWFE | 0
3 | 1936 | 1936-05-31 | 5730.4502 | 0 | 50.768 | 1 | 0 | 0 | 0 | 4065.3789 | 1 | 0 | 284.6239 | 17.5008 | 2118.009 | 130.2313 | 1500 | 92.2314 | 166.0975 | UWFE | 0
3 | 1936 | 1936-06-30 | 7140.0508 | 0 | 50.7063 | 1 | 0 | 0 | 0 | 3872.5437 | 1 | 0 | 523.2095 | 31.1331 | 2337.2417 | 139.0755 | 1500 | 89.2562 | 174.3605 | UWFE | 0
3 | 1936 | 1936-07-31 | 10100.9551 | 0 | 50.7844 | 1 | 0 | 0 | 0 | 3405.3208 | 1 | 0 | 692.3971 | 42.5738 | 2537.3855 | 156.0178 | 1500 | 92.2314 | 191.5272 | IBU | 0
3 | 1936 | 1936-08-31 | [19 empty] | 2322.0078 | 142.7747 | 354.9322 | 21.8239 | 354.9322 | 21.8239
3 | 1936 | 1936-09-30 | [7 empty] | 2909.5725 | 1 | [10 empty] | 1796.6445 | 106.9078 | 0 | 0 | 0 | 0
3 | 1936 | 1936-10-31 | [19 empty] | 0 | 0 | 840.8682 | 51.703 | 0 | 0
3 | 1936 | 1936-11-30 | [19 empty] | 0 | 0 | 1128.2206 | 67.1338 | 0 | 0
3 | 1936 | 1936-12-31 | [19 empty] | 1642.053 | 100.9659 | 608.6764 | 37.4261 | 608.6764 | 37.4261
4 | 1937 | 1937-04-30 | 3250 | 0 | 51.1619 | 1 | 0 | 0 | 0 | 4047.5991 | 1 | 1 | 21.6228 | 1.2866 | 433.8087 | 25.8134 | 1500 | 89.2562 | 102.8062 | UWFE | 0
4 | 1937 | 1937-05-31 | 5043.8032 | 0 | 52.3628 | 1 | 0 | 0 | 0 | 4246.3125 | 1 | 1 | 298.0839 | 18.3285 | 2283.9185 | 140.4327 | 1500 | 92.2314 | 171.612 | UWFE | 0
4 | 1937 | 1937-06-30 | 7479.6577 | 0 | 52.6582 | 1 | 0 | 0 | 0 | 4074.0493 | 1 | 1 | 523.2274 | 31.1342 | 2560.5481 | 152.3632 | 1500 | 89.2562 | 181.0049 | IBU | 0
4 | 1937 | 1937-07-31 | 10615.4678 | 0 | 52.4044 | 1 | 0 | 0 | 0 | 3583.8875 | 1 | 1 | 624.2546 | 38.3839 | 2537.3855 | 156.0178 | 1500 | 92.2314 | 189.4322 | IBU | 0
4 | 1937 | 1937-08-31 | [19 empty] | 2409.666 | 148.1646 | 565.9938 | 34.8016 | 565.9938 | 34.8016
4 | 1937 | 1937-09-30 | [7 empty] | 3016.5383 | 1 | [10 empty] | 464.1523 | 27.619 | 479.2887 | 28.5197 | 464.1523 | 27.619
4 | 1937 | 1937-10-31 | [19 empty] | 508.4399 | 31.2628 | 673.721 | 41.4255 | 508.4399 | 31.2628
4 | 1937 | 1937-11-30 | [19 empty] | 0 | 0 | 0 | 0 | 0 | 0
4 | 1937 | 1937-12-31 | [19 empty] | 0 | 0 | 0 | 0 | 0 | 0
1 | 1938 | 1938-04-30 | 11215.0049 | 1 | 47.3544 | 1 | 5215.0049 | 310.3143 | 1 | 4058 | 1 | 0 | 40.1789 | 2.3908 | 377.0528 | 22.4362 | 1500 | 89.2562 | 101.6697 | UWFE | 0
1 | 1938 | 1938-05-31 | 8562.0957 | 1 | 50.2414 | 1 | 2562.0957 | 157.5371 | 1 | 4488.4585 | 1 | 0 | 664.7729 | 40.8753 | 2143.9324 | 131.8253 | 1500 | 92.2314 | 178.5817 | UWFE | 0
1 | 1938 | 1938-06-30 | 7901.6748 | 0 | 52.2985 | 1 | 0 | 0 | 0 | 4435.9438 | 1 | 0 | 1236.6031 | 73.583 | 2276.9829 | 135.4899 | 1500 | 89.2562 | 193.7926 | UWFE | 0
1 | 1938 | 1938-07-31 | 10626.4932 | 0 | 52.415 | 1 | 0 | 0 | 0 | 4015.3958 | 1 | 0 | 1349.9773 | 83.0069 | 2521.4749 | 155.0394 | 1500 | 92.2314 | 211.2546 | IBU | 0
1 | 1938 | 1938-08-31 | [19 empty] | 1531.1455 | 94.1465 | 0 | 0 | 0 | 0
1 | 1938 | 1938-09-30 | [7 empty] | 3067.6685 | 1 | [10 empty] | 0 | 0 | 0 | 0 | 0 | 0
1 | 1938 | 1938-10-31 | [19 empty] | 0 | 0 | 48.3554 | 2.9733 | 0 | 0
1 | 1938 | 1938-11-30 | [19 empty] | 0 | 0 | 0 | 0 | 0 | 0
1 | 1938 | 1938-12-31 | [19 empty] | 309.8052 | 19.0492 | 0 | 0 | 0 | 0
3 | 1939 | 1939-04-30 | 5639.229 | 0 | 50.9941 | 1 | 0 | 0 | 0 | 3617.3884 | 1 | 0 | 605.5399 | 36.0321 | 578.7889 | 34.4403 | 1500 | 89.2562 | 124.4924 | UWFE | 0
3 | 1939 | 1939-05-31 | 10183.0283 | 1 | 50.974 | 1 | 4183.0283 | 257.2044 | 1 | 3339.7322 | 1 | 0 | 507.599 | 31.211 | 2184.0237 | 134.2904 | 1500 | 92.2314 | 174.9821 | IBU | 0
3 | 1939 | 1939-06-30 | 12354.2148 | 1 | 52.3855 | 1 | 2354.2148 | 140.0855 | 1 | 2944.5042 | 1 | 0 | 658.929 | 39.209 | 2679.3533 | 159.4326 | 1500 | 89.2562 | 188.577 | IBU | 0
3 | 1939 | 1939-07-31 | 16000 | 1 | 53.5164 | 0 | 0 | 0 | 0 | 2319.4109 | 1 | 0 | 718.1892 | 44.1597 | 2421.5117 | 148.893 | 1500 | 92.2314 | 188.7577 | IBU | 0
3 | 1939 | 1939-08-31 | [19 empty] | 0 | 0 | 3226.4531 | 198.3869 | 0 | 0
3 | 1939 | 1939-09-30 | [7 empty] | 1819.9207 | 1 | [10 empty] | 526.0498 | 31.3021 | 1628.0061 | 96.8731 | 526.0498 | 31.3021
3 | 1939 | 1939-10-31 | [19 empty] | 0 | 0 | 1678.0692 | 103.1805 | 0 | 0
3 | 1939 | 1939-11-30 | [19 empty] | 0 | 0 | 2018.9309 | 120.1347 | 0 | 0
3 | 1939 | 1939-12-31 | [19 empty] | 1750 | 107.6033 | 1704.9424 | 104.8328 | 1704.9424 | 104.8328
2 | 1940 | 1940-04-30 | 3250 | 0 | 50.9426 | 1 | 0 | 0 | 0 | 4211.5957 | 1 | 0 | 253.2779 | 15.0711 | 410.2022 | 24.4087 | 1500 | 89.2562 | 108.9961 | UWFE | 0
2 | 1940 | 1940-05-31 | 5750.9185 | 0 | 51.5146 | 1 | 0 | 0 | 0 | 4218.2231 | 1 | 0 | 465.7007 | 28.6348 | 1936.5457 | 119.0736 | 1500 | 92.2314 | 166.0856 | UWFE | 0
2 | 1940 | 1940-06-30 | 9764.6211 | 0 | 51.4421 | 1 | 0 | 0 | 0 | 3893.9165 | 1 | 0 | 885.6907 | 52.7023 | 2416.4163 | 143.7868 | 1500 | 89.2562 | 187.5007 | IBU | 0
2 | 1940 | 1940-07-31 | 15730.8037 | 1 | 51.38 | 1 | 3730.8037 | 229.3982 | 1 | 3200 | 1 | 0 | 981.2554 | 60.335 | 2562.8928 | 157.5861 | 1500 | 92.2314 | 201.192 | IBU | 0
2 | 1940 | 1940-08-31 | [19 empty] | 463.9746 | 28.5287 | 0 | 0 | 0 | 0
2 | 1940 | 1940-09-30 | [7 empty] | 2472.0696 | 1 | [10 empty] | 0 | 0 | 254.3345 | 15.134 | 0 | 0
2 | 1940 | 1940-10-31 | [19 empty] | 0 | 0 | 785.3339 | 48.2883 | 0 | 0
2 | 1940 | 1940-11-30 | [19 empty] | 0 | 0 | 1105.5104 | 65.7824 | 0 | 0
2 | 1940 | 1940-12-31 | [19 empty] | 0 | 0 | 0 | 0 | 0 | 0
1 | 1941 | 1941-04-30 | 13347.3867 | 1 | 47.1024 | 1 | 7347.3867 | 437.1999 | 1 | 4456 | 1 | 0 | 23.2961 | 1.3862 | 258.5183 | 15.3829 | 1500 | 89.2562 | 97.6408 | UWFE | 0
1 | 1941 | 1941-05-31 | 11196.6289 | 1 | 49.2716 | 1 | 5196.6289 | 319.5283 | 1 | 4552 | 1 | 0 | 416.0439 | 25.5815 | 1881.5819 | 115.694 | 1500 | 92.2314 | 162.8692 | UWFE | 0
1 | 1941 | 1941-06-30 | 7959.4507 | 0 | 51.4857 | 1 | 0 | 0 | 0 | 4473.5991 | 1 | 0 | 1200.7139 | 71.4474 | 2235.8164 | 133.0403 | 1500 | 89.2562 | 191.5001 | UWFE | 0
1 | 1941 | 1941-07-31 | 13357.7402 | 1 | 52.4571 | 1 | 1357.7402 | 83.4842 | 1 | 4107.0615 | 1 | 0 | 1380.1753 | 84.8637 | 2616.6782 | 160.8933 | 1500 | 92.2314 | 215.1099 | IBU | 0
1 | 1941 | 1941-08-31 | [19 empty] | 127.1738 | 7.8196 | 41.8712 | 2.5746 | 41.8712 | 2.5746
1 | 1941 | 1941-09-30 | [7 empty] | 3115.0088 | 1 | [10 empty] | 0 | 0 | 125.058 | 7.4415 | 0 | 0
1 | 1941 | 1941-10-31 | [19 empty] | 0 | 0 | 404.5907 | 24.8773 | 0 | 0
1 | 1941 | 1941-11-30 | [19 empty] | 0 | 0 | 455.629 | 27.1118 | 0 | 0
1 | 1941 | 1941-12-31 | [19 empty] | 0 | 0 | 0 | 0 | 0 | 0
1 | 1942 | 1942-04-30 | 3250 | 0 | 49.6966 | 1 | 0 | 0 | 0 | 4509.979 | 1 | 0 | 20.9692 | 1.2478 | 278.1066 | 16.5485 | 1500 | 89.2562 | 98.1543 | UWFE | 0
1 | 1942 | 1942-05-31 | 10224.1553 | 1 | 48.258 | 1 | 4224.1553 | 259.7332 | 1 | 4552 | 1 | 0 | 528.7356 | 32.5107 | 2076.0068 | 127.6487 | 1500 | 92.2314 | 172.3111 | UWFE | 0
1 | 1942 | 1942-06-30 | 7711.707 | 0 | 50.7208 | 1 | 0 | 0 | 0 | 4500 | 1 | 0 | 1239.5582 | 73.7588 | 2346.1777 | 139.6073 | 1500 | 89.2562 | 195.9393 | UWFE | 0
1 | 1942 | 1942-07-31 | 12291.9043 | 1 | 51.1292 | 1 | 291.9043 | 17.9485 | 1 | 3968.4211 | 1 | 0 | 1378.51 | 84.7613 | 2616.6782 | 160.8933 | 1500 | 92.2314 | 215.0587 | IBU | 0
1 | 1942 | 1942-08-31 | [19 empty] | 1123.7676 | 69.0978 | 0 | 0 | 0 | 0
1 | 1942 | 1942-09-30 | [7 empty] | 2988.8579 | 1 | [10 empty] | 0 | 0 | 0 | 0 | 0 | 0
1 | 1942 | 1942-10-31 | [19 empty] | 0 | 0 | 1127.2537 | 69.3121 | 0 | 0
1 | 1942 | 1942-11-30 | [19 empty] | 0 | 0 | 1237.8724 | 73.6585 | 0 | 0
1 | 1942 | 1942-12-31 | [19 empty] | 1750 | 107.6033 | 0 | 0 | 0 | 0
1 | 1943 | 1943-04-30 | 3750.5979 | 0 | 50.0219 | 1 | 0 | 0 | 0 | 4552 | 1 | 0 | 242.1598 | 14.4095 | 409.7 | 24.3788 | 1500 | 89.2562 | 108.6504 | UWFE | 0
1 | 1943 | 1943-05-31 | 7166.1421 | 1 | 50.6322 | 1 | 1166.1421 | 71.7033 | 1 | 4552 | 1 | 0 | 758.1062 | 46.6141 | 2288.5784 | 140.7192 | 1500 | 92.2314 | 185.8981 | UWFE | 0
1 | 1943 | 1943-06-30 | 8327.5449 | 0 | 50.9354 | 1 | 0 | 0 | 0 | 4340.3306 | 1 | 0 | 855.9166 | 50.9306 | 2263.261 | 134.6734 | 1500 | 89.2562 | 182.0582 | UWFE | 0
1 | 1943 | 1943-07-31 | 16000 | 1 | 50.8746 | 1 | 4000 | 245.9504 | 1 | 3628.5266 | 1 | 0 | 941.1246 | 57.8675 | 2607.4685 | 160.327 | 1500 | 92.2314 | 201.3286 | IBU | 0
1 | 1943 | 1943-08-31 | [19 empty] | 575.7412 | 35.4009 | 301.3545 | 18.5296 | 301.3545 | 18.5296
1 | 1943 | 1943-09-30 | [7 empty] | 2551.4565 | 1 | [10 empty] | 0 | 0 | 0 | 0 | 0 | 0
1 | 1943 | 1943-10-31 | [19 empty] | 0 | 0 | 1550.2404 | 95.3206 | 0 | 0
1 | 1943 | 1943-11-30 | [19 empty] | 0 | 0 | 2815.1504 | 167.5131 | 0 | 0
1 | 1943 | 1943-12-31 | [19 empty] | 1709.678 | 105.124 | 40.2526 | 2.475 | 40.2526 | 2.475
4 | 1944 | 1944-04-30 | 3250 | 0 | 50.6062 | 1 | 0 | 0 | 0 | 3187.7554 | 1 | 1 | 104.063 | 6.1922 | 468.9672 | 27.9055 | 653.1499 | 38.8651 | 55.9139 | UWFE | 0
4 | 1944 | 1944-05-31 | 5285.6045 | 0 | 51.9306 | 1 | 0 | 0 | 0 | 3183.9851 | 1 | 1 | 20.6807 | 1.2716 | 2024.6851 | 124.493 | 1042.1973 | 64.0822 | 126.9645 | UWFE | 0
4 | 1944 | 1944-06-30 | 9979.6836 | 0 | 51.4312 | 1 | 0 | 0 | 0 | 2883.6287 | 1 | 1 | 231.6128 | 13.7819 | 2655.6514 | 158.0222 | 1500 | 89.2562 | 175.1583 | IBU | 0
4 | 1944 | 1944-07-31 | 11936.8037 | 0 | 53.4744 | 1 | 0 | 0 | 0 | 2455.5315 | 1 | 1 | 264.6837 | 16.2748 | 2538.0757 | 156.0602 | 1500 | 92.2314 | 178.3989 | IBU | 0
4 | 1944 | 1944-08-31 | [19 empty] | 3195.1172 | 196.4601 | 1479.6511 | 90.9802 | 1479.6511 | 90.9802
4 | 1944 | 1944-09-30 | [7 empty] | 2136.832 | 1 | [10 empty] | 1027.6343 | 61.1485 | 1451.7377 | 86.3844 | 1027.6343 | 61.1485
4 | 1944 | 1944-10-31 | [19 empty] | 0 | 0 | 1521.927 | 93.5796 | 0 | 0
4 | 1944 | 1944-11-30 | [19 empty] | 1750 | 104.1322 | 0 | 0 | 0 | 0
4 | 1944 | 1944-12-31 | [19 empty] | 1750 | 107.6033 | 2511.2678 | 154.4118 | 1750 | 107.6033
3 | 1945 | 1945-04-30 | 3250 | 0 | 50.6697 | 1 | 0 | 0 | 0 | 4155.4067 | 1 | 0 | 245.7053 | 14.6205 | 453.397 | 26.979 | 1303.2493 | 77.5487 | 98.3485 | UWFE | 0
3 | 1945 | 1945-05-31 | 4815.7119 | 0 | 50.9828 | 1 | 0 | 0 | 0 | 4312.3994 | 1 | 0 | 419.0883 | 25.7687 | 2006.5386 | 123.3772 | 1448.3042 | 89.0528 | 163.6257 | UWFE | 0
3 | 1945 | 1945-06-30 | 8762.8174 | 0 | 50.982 | 1 | 0 | 0 | 0 | 4079.3799 | 1 | 0 | 584.3591 | 34.7718 | 2486.4326 | 147.953 | 1500 | 89.2562 | 180.6186 | IBU | 0
3 | 1945 | 1945-07-31 | 13865.9258 | 1 | 50.8347 | 1 | 1865.9258 | 114.7313 | 1 | 3470.7292 | 1 | 0 | 726.7673 | 44.6872 | 2632.5889 | 161.8716 | 1500 | 92.2314 | 195.5108 | IBU | 0
3 | 1945 | 1945-08-31 | [19 empty] | 2107.1162 | 129.5615 | 465.3352 | 28.6123 | 465.3352 | 28.6123
3 | 1945 | 1945-09-30 | [7 empty] | 2950.8347 | 1 | [10 empty] | 363.6147 | 21.6366 | 334.2428 | 19.8888 | 334.2428 | 19.8888
3 | 1945 | 1945-10-31 | [19 empty] | 0 | 0 | 526.3936 | 32.3667 | 0 | 0
3 | 1945 | 1945-11-30 | [19 empty] | 0 | 0 | 697.8735 | 41.5264 | 0 | 0
3 | 1945 | 1945-12-31 | [19 empty] | 0 | 0 | 0 | 0 | 0 | 0
2 | 1946 | 1946-04-30 | 4076.0847 | 0 | 48.8389 | 1 | 0 | 0 | 0 | 4552 | 1 | 0 | 571.7728 | 34.0228 | 546.8182 | 32.5379 | 1500 | 89.2562 | 122.5366 | UWFE | 0
2 | 1946 | 1946-05-31 | 7674.5024 | 1 | 48.6904 | 1 | 1674.5024 | 102.9611 | 1 | 4470.8901 | 1 | 0 | 870.653 | 53.5344 | 2245.0334 | 138.0417 | 1500 | 92.2314 | 188.0195 | UWFE | 0
2 | 1946 | 1946-06-30 | 10991.0703 | 1 | 49.0016 | 1 | 991.0703 | 58.9728 | 1 | 4054.7852 | 1 | 0 | 864.2981 | 51.4293 | 2675.0896 | 159.1789 | 1500 | 89.2562 | 194.5603 | IBU | 0
2 | 1946 | 1946-07-31 | 16000 | 1 | 49.4936 | 1 | 4000 | 245.9504 | 1 | 3315.6355 | 1 | 0 | 929.8784 | 57.176 | 2527.7539 | 155.4255 | 1500 | 92.2314 | 198.5322 | IBU | 0
2 | 1946 | 1946-08-31 | [19 empty] | 285.5977 | 17.5607 | 0 | 0 | 0 | 0
2 | 1946 | 1946-09-30 | [7 empty] | 2524.6172 | 1 | [10 empty] | 0 | 0 | 0 | 0 | 0 | 0
2 | 1946 | 1946-10-31 | [19 empty] | 0 | 0 | 1148.6481 | 70.6276 | 0 | 0
2 | 1946 | 1946-11-30 | [19 empty] | 0 | 0 | 1644.782 | 97.8713 | 0 | 0
2 | 1946 | 1946-12-31 | [19 empty] | 1750 | 107.6033 | 0 | 0 | 0 | 0
4 | 1947 | 1947-04-30 | 3250 | 0 | 51.9924 | 1 | 0 | 0 | 0 | 3389.9932 | 1 | 1 | 210.8019 | 12.5436 | 467.4604 | 27.8158 | 1500 | 89.2562 | 109.4359 | UWFE | 0
4 | 1947 | 1947-05-31 | 8656.3467 | 1 | 50.6873 | 1 | 2656.3467 | 163.3324 | 1 | 3099.4897 | 1 | 1 | 304.6068 | 18.7295 | 2205.6235 | 135.6185 | 1500 | 92.2314 | 169.4054 | IBU | 163.3324
4 | 1947 | 1947-06-30 | 10092.335 | 1 | 51.8953 | 1 | 92.335 | 5.4943 | 1 | 2880.8298 | 1 | 1 | 355.6331 | 21.1616 | 2534.7493 | 150.8281 | 1500 | 89.2562 | 175.251 | IBU | 5.4943
4 | 1947 | 1947-07-31 | 13768.3623 | 1 | 53.4525 | 1 | 1768.3623 | 108.7324 | 1 | 2415.1191 | 1 | 1 | 438.7327 | 26.9766 | 2538.0757 | 156.0602 | 1500 | 92.2314 | 183.7498 | IBU | 108.7324
4 | 1947 | 1947-08-31 | [19 empty] | 2848.5518 | 175.1506 | 1509.7136 | 92.8287 | 1509.7136 | 92.8287
4 | 1947 | 1947-09-30 | [7 empty] | 1968.9127 | 1 | [10 empty] | 273.1274 | 16.2522 | 1350.3022 | 80.3486 | 273.1274 | 16.2522
4 | 1947 | 1947-10-31 | [19 empty] | 1633.9336 | 100.4667 | 1046.6112 | 64.3536 | 1046.6112 | 64.3536
4 | 1947 | 1947-11-30 | [19 empty] | 1750 | 104.1322 | 1013.9701 | 60.3354 | 1013.9701 | 60.3354
4 | 1947 | 1947-12-31 | [19 empty] | 1750 | 107.6033 | 1615.0374 | 99.3048 | 1615.0374 | 99.3048
3 | 1948 | 1948-04-30 | 3250 | 0 | 49.8796 | 1 | 0 | 0 | 0 | 4304.8442 | 1 | 0 | 46.9189 | 2.7919 | 211.8076 | 12.6034 | 1500 | 89.2562 | 96.9538 | UWFE | 0
3 | 1948 | 1948-05-31 | 9188.4805 | 1 | 49.2702 | 1 | 3188.4805 | 196.052 | 1 | 4552 | 1 | 0 | 414.7917 | 25.5046 | 1547.1708 | 95.1318 | 1500 | 92.2314 | 152.5496 | UWFE | 0
3 | 1948 | 1948-06-30 | 8322.8652 | 0 | 51.373 | 1 | 0 | 0 | 0 | 4500 | 1 | 0 | 739.4797 | 44.0021 | 2358.4155 | 140.3355 | 1500 | 89.2562 | 181.425 | UWFE | 0
3 | 1948 | 1948-07-31 | 12203.6953 | 1 | 51.6793 | 1 | 203.6953 | 12.5247 | 1 | 3932.4302 | 1 | 0 | 1057.1549 | 65.0019 | 2632.5889 | 161.8716 | 1500 | 92.2314 | 205.6682 | IBU | 0
3 | 1948 | 1948-08-31 | [19 empty] | 2275.7529 | 139.9306 | 181.0285 | 11.131 | 181.0285 | 11.131
3 | 1948 | 1948-09-30 | [7 empty] | 3400 | 1 | [10 empty] | 376.8257 | 22.4227 | 0 | 0 | 0 | 0
3 | 1948 | 1948-10-31 | [19 empty] | 0 | 0 | 756.6262 | 46.5231 | 0 | 0
3 | 1948 | 1948-11-30 | [19 empty] | 684.0312 | 40.7027 | 1042.5563 | 62.0364 | 684.0312 | 40.7027
3 | 1948 | 1948-12-31 | [19 empty] | 1750 | 107.6033 | 1411.7911 | 86.8077 | 1411.7911 | 86.8077
4 | 1949 | 1949-04-30 | 3250 | 0 | 51.6989 | 1 | 0 | 0 | 0 | 4435.8999 | 1 | 1 | 261.8059 | 15.5785 | 454.9038 | 27.0687 | 1500 | 89.2562 | 110.5798 | UWFE | 0
4 | 1949 | 1949-05-31 | 6600.4927 | 1 | 50.5308 | 1 | 600.4927 | 36.9229 | 1 | 4429.8804 | 1 | 1 | 565.0432 | 34.7431 | 2066.1624 | 127.0434 | 1500 | 92.2314 | 173.1247 | UWFE | 0
4 | 1949 | 1949-06-30 | 9891.2217 | 0 | 51.3591 | 1 | 0 | 0 | 0 | 4039.3413 | 1 | 1 | 696.9446 | 41.4711 | 2712.6807 | 161.4157 | 1500 | 89.2562 | 190.6996 | IBU | 0
4 | 1949 | 1949-07-31 | 14543.4053 | 1 | 50.8896 | 1 | 2543.4053 | 156.3879 | 1 | 3385.6567 | 1 | 1 | 761.8835 | 46.8464 | 2538.0757 | 156.0602 | 1500 | 92.2314 | 193.6847 | IBU | 156.3879
4 | 1949 | 1949-08-31 | [19 empty] | 2978.3701 | 183.1328 | 2030.7351 | 124.865 | 2030.7351 | 124.865
4 | 1949 | 1949-09-30 | [7 empty] | 3001.7329 | 1 | [10 empty] | 940.002 | 55.934 | 1015.7755 | 60.4428 | 940.002 | 55.934
4 | 1949 | 1949-10-31 | [19 empty] | 0 | 0 | 1726.7583 | 106.1742 | 0 | 0
4 | 1949 | 1949-11-30 | [19 empty] | 0 | 0 | 814.2058 | 48.4486 | 0 | 0
4 | 1949 | 1949-12-31 | [19 empty] | 1190.832 | 73.2214 | 1528.5476 | 93.9867 | 1190.832 | 73.2214
4 | 1950 | 1950-04-30 | 3250 | 0 | 51.199 | 1 | 0 | 0 | 0 | 4233.7075 | 1 | 1 | 269.7053 | 16.0486 | 500.6099 | 29.7884 | 1500 | 89.2562 | 112.1747 | UWFE | 0
4 | 1950 | 1950-05-31 | 6396.6948 | 1 | 50.9867 | 1 | 396.6948 | 24.3918 | 1 | 4172.8188 | 1 | 1 | 221.0393 | 13.5912 | 2273.5491 | 139.7951 | 1500 | 92.2314 | 168.9245 | UWFE | 0
4 | 1950 | 1950-06-30 | 8106.1187 | 0 | 51.3961 | 1 | 0 | 0 | 0 | 3898.8838 | 1 | 1 | 433.4818 | 25.794 | 2603.5125 | 154.9197 | 1500 | 89.2562 | 179.6131 | IBU | 0
4 | 1950 | 1950-07-31 | 9670.4365 | 0 | 52.2543 | 1 | 0 | 0 | 0 | 3515.8723 | 1 | 1 | 482.35 | 29.6585 | 2632.5889 | 161.8716 | 1500 | 92.2314 | 187.9965 | IBU | 0
4 | 1950 | 1950-08-31 | [19 empty] | 2742.2334 | 168.6134 | 437.0708 | 26.8744 | 437.0708 | 26.8744
4 | 1950 | 1950-09-30 | [7 empty] | 3133.936 | 1 | [10 empty] | 1236.519 | 73.578 | 0 | 0 | 0 | 0
4 | 1950 | 1950-10-31 | [19 empty] | 0 | 0 | 1385.6233 | 85.1987 | 0 | 0
4 | 1950 | 1950-11-30 | [19 empty] | 0 | 0 | 0 | 0 | 0 | 0
4 | 1950 | 1950-12-31 | [19 empty] | 0 | 0 | 0 | 0 | 0 | 0
2 | 1951 | 1951-04-30 | 3250 | 0 | 50.0263 | 1 | 0 | 0 | 0 | 4516.4619 | 1 | 0 | 285.896 | 17.012 | 523.7141 | 31.1632 | 870.4789 | 51.7971 | 75.8847 | UWFE | 0
2 | 1951 | 1951-05-31 | 6537.2441 | 1 | 50.0782 | 1 | 537.2441 | 33.0339 | 1 | 4552 | 1 | 0 | 725.9411 | 44.6364 | 1961.9442 | 120.6352 | 1500 | 92.2314 | 174.8672 | UWFE | 0
2 | 1951 | 1951-06-30 | 10659.2461 | 1 | 49.9268 | 1 | 659.2461 | 39.2279 | 1 | 4123.9614 | 1 | 0 | 977.7628 | 58.1809 | 2422.4946 | 144.1484 | 1500 | 89.2562 | 190.4209 | IBU | 0
2 | 1951 | 1951-07-31 | 16000 | 1 | 50.0006 | 1 | 4000 | 245.9504 | 1 | 3378.9827 | 1 | 0 | 1073.9122 | 66.0323 | 2562.8928 | 157.5861 | 1500 | 92.2314 | 204.0406 | IBU | 0
2 | 1951 | 1951-08-31 | [19 empty] | 695.9902 | 42.7948 | 0 | 0 | 0 | 0
2 | 1951 | 1951-09-30 | [7 empty] | 2661.9062 | 1 | [10 empty] | 0 | 0 | 0 | 0 | 0 | 0
2 | 1951 | 1951-10-31 | [19 empty] | 0 | 0 | 951.9967 | 58.536 | 0 | 0
2 | 1951 | 1951-11-30 | [19 empty] | 0 | 0 | 1099.9492 | 65.4515 | 0 | 0
2 | 1951 | 1951-12-31 | [19 empty] | 0 | 0 | 0 | 0 | 0 | 0
1 | 1952 | 1952-04-30 | 16481.4199 | 1 | 46.812 | 1 | 10481.4199 | 623.6878 | 1 | 4290 | 1 | 0 | 93.1022 | 5.54 | 430.7951 | 25.6341 | 1500 | 89.2562 | 104.8432 | UWFE | 0
1 | 1952 | 1952-05-31 | 7205.1543 | 1 | 49.9088 | 1 | 1205.1543 | 74.102 | 1 | 4552 | 1 | 0 | 740.7537 | 45.5472 | 2298.9478 | 141.3568 | 1500 | 92.2314 | 185.6834 | UWFE | 0
1 | 1952 | 1952-06-30 | 6688.2456 | 0 | 51.4966 | 1 | 0 | 0 | 0 | 4500 | 1 | 0 | 1056.9393 | 62.8923 | 2224.6392 | 132.3752 | 1500 | 89.2562 | 186.8899 | UWFE | 0
1 | 1952 | 1952-07-31 | 9808.5918 | 0 | 52.4523 | 1 | 0 | 0 | 0 | 4145.5332 | 1 | 0 | 1272.6998 | 78.2553 | 2503.0557 | 153.9069 | 1500 | 92.2314 | 208.3125 | UWFE | 0
1 | 1952 | 1952-08-31 | [19 empty] | 188.665 | 11.6006 | 0 | 0 | 0 | 0
1 | 1952 | 1952-09-30 | [7 empty] | 3316.7529 | 1 | [10 empty] | 0 | 0 | 38.3109 | 2.2797 | 0 | 0
1 | 1952 | 1952-10-31 | [19 empty] | 0 | 0 | 203.0086 | 12.4825 | 0 | 0
1 | 1952 | 1952-11-30 | [19 empty] | 0 | 0 | 736.8885 | 43.8479 | 0 | 0
1 | 1952 | 1952-12-31 | [19 empty] | 0 | 0 | 0 | 0 | 0 | 0
1 | 1953 | 1953-04-30 | 5435.791 | 0 | 48.9836 | 1 | 0 | 0 | 0 | 4552 | 1 | 0 | 445.4772 | 26.5077 | 432.8041 | 25.7536 | 1500 | 89.2562 | 115.3869 | UWFE | 0
1 | 1953 | 1953-05-31 | 9500.9639 | 1 | 48.5261 | 1 | 3500.9639 | 215.2659 | 1 | 4552 | 1 | 0 | 730.5885 | 44.9221 | 2213.4006 | 136.0967 | 1500 | 92.2314 | 182.7408 | UWFE | 0
1 | 1953 | 1953-06-30 | 8763.9053 | 0 | 50.4203 | 1 | 0 | 0 | 0 | 4500 | 1 | 0 | 1097.9736 | 65.334 | 2273.6465 | 135.2914 | 1500 | 89.2562 | 189.5689 | UWFE | 0
1 | 1953 | 1953-07-31 | 14905.9033 | 1 | 51.295 | 1 | 2905.9033 | 178.677 | 1 | 3867.5134 | 1 | 0 | 1282.4961 | 78.8576 | 2616.6782 | 160.8933 | 1500 | 92.2314 | 212.1068 | IBU | 0
1 | 1953 | 1953-08-31 | [19 empty] | 1656.0713 | 101.8279 | 19.6381 | 1.2075 | 19.6381 | 1.2075
1 | 1953 | 1953-09-30 | [7 empty] | 3007.0503 | 1 | [10 empty] | 0 | 0 | 0 | 0 | 0 | 0
1 | 1953 | 1953-10-31 | [19 empty] | 0 | 0 | 1224.5797 | 75.2965 | 0 | 0
1 | 1953 | 1953-11-30 | [19 empty] | 0 | 0 | 1707.2793 | 101.5902 | 0 | 0
1 | 1953 | 1953-12-31 | [19 empty] | 445.1685 | 27.3723 | 98.7508 | 6.0719 | 98.7508 | 6.0719
2 | 1954 | 1954-04-30 | 10966.7246 | 1 | 48.7392 | 1 | 4966.7246 | 295.5406 | 1 | 4546 | 1 | 0 | 33.8696 | 2.0154 | 347.9214 | 20.7028 | 1500 | 89.2562 | 100.6153 | UWFE | 0
2 | 1954 | 1954-05-31 | 7140.4268 | 1 | 50.8273 | 1 | 1140.4268 | 70.1221 | 1 | 4520.7495 | 1 | 0 | 705.2218 | 43.3624 | 2247.1011 | 138.1689 | 1500 | 92.2314 | 182.997 | UWFE | 0
2 | 1954 | 1954-06-30 | 10288.1543 | 1 | 50.714 | 1 | 288.1543 | 17.1464 | 1 | 4172.916 | 1 | 0 | 1051.8853 | 62.5915 | 2396.1545 | 142.5811 | 1500 | 89.2562 | 191.8425 | IBU | 0
2 | 1954 | 1954-07-31 | 16000 | 1 | 51.3267 | 1 | 4000 | 245.9504 | 1 | 3484.4351 | 1 | 0 | 1187.8694 | 73.0392 | 2562.8928 | 157.5861 | 1500 | 92.2314 | 207.5441 | IBU | 0
2 | 1954 | 1954-08-31 | [19 empty] | 1108.3271 | 68.1484 | 0 | 0 | 0 | 0
2 | 1954 | 1954-09-30 | [7 empty] | 2910.6812 | 1 | [10 empty] | 0 | 0 | 0 | 0 | 0 | 0
2 | 1954 | 1954-10-31 | [19 empty] | 0 | 0 | 798.4457 | 49.0945 | 0 | 0
2 | 1954 | 1954-11-30 | [19 empty] | 0 | 0 | 832.2526 | 49.5225 | 0 | 0
2 | 1954 | 1954-12-31 | [19 empty] | 1750 | 107.6033 | 0 | 0 | 0 | 0
4 | 1955 | 1955-04-30 | 3250 | 0 | 50.4513 | 1 | 0 | 0 | 0 | 3900.9666 | 1 | 1 | 222.8969 | 13.2633 | 466.9581 | 27.7859 | 1500 | 89.2562 | 109.7808 | UWFE | 0
4 | 1955 | 1955-05-31 | 5268.8193 | 0 | 51.6167 | 1 | 0 | 0 | 0 | 4019.9189 | 1 | 1 | 365.3899 | 22.4669 | 2265.772 | 139.3169 | 1486.1831 | 91.3818 | 172.2738 | UWFE | 0
4 | 1955 | 1955-06-30 | 9586.7441 | 0 | 51.2535 | 1 | 0 | 0 | 0 | 3710.1033 | 1 | 1 | 444.3331 | 26.4397 | 2712.6807 | 161.4157 | 1500 | 89.2562 | 183.1839 | IBU | 0
4 | 1955 | 1955-07-31 | 14380.9561 | 1 | 51.8714 | 1 | 2380.9561 | 146.3993 | 1 | 3124.1541 | 1 | 1 | 487.4453 | 29.9718 | 2538.0757 | 156.0602 | 1500 | 92.2314 | 185.2474 | IBU | 146.3993
4 | 1955 | 1955-08-31 | [19 empty] | 3468.54 | 213.2722 | 1565.8888 | 96.2827 | 1565.8888 | 96.2827
4 | 1955 | 1955-09-30 | [7 empty] | 2864.9436 | 1 | [10 empty] | 1724.1929 | 102.5966 | 813.699 | 48.4185 | 813.699 | 48.4185
4 | 1955 | 1955-10-31 | [19 empty] | 0 | 0 | 1413.0873 | 86.8874 | 0 | 0
4 | 1955 | 1955-11-30 | [19 empty] | 1750 | 104.1322 | 1431.4788 | 85.1789 | 1431.4788 | 85.1789
4 | 1955 | 1955-12-31 | [19 empty] | 0 | 0 | 0 | 0 | 0 | 0
1 | 1956 | 1956-04-30 | 3250 | 0 | 49.8951 | 1 | 0 | 0 | 0 | 4525.9761 | 1 | 0 | 274.4471 | 16.3307 | 472.9853 | 28.1446 | 1500 | 89.2562 | 111.4939 | UWFE | 0
1 | 1956 | 1956-05-31 | 9877.4131 | 1 | 47.8752 | 1 | 3877.4131 | 238.4128 | 1 | 4552 | 1 | 0 | 735.6575 | 45.2338 | 2024.1602 | 124.4608 | 1500 | 92.2314 | 177.0787 | UWFE | 0
1 | 1956 | 1956-06-30 | 7543.416 | 0 | 50.0897 | 1 | 0 | 0 | 0 | 4426.123 | 1 | 0 | 1099.931 | 65.4504 | 2200.5312 | 130.9407 | 1500 | 89.2562 | 187.4518 | UWFE | 0
1 | 1956 | 1956-07-31 | 11823.9668 | 0 | 50.2826 | 1 | 0 | 0 | 0 | 3905.5474 | 1 | 0 | 1282.6154 | 78.8649 | 2616.6782 | 160.8933 | 1500 | 92.2314 | 212.1105 | IBU | 0
1 | 1956 | 1956-08-31 | [19 empty] | 2475.1582 | 152.1915 | 0 | 0 | 0 | 0
1 | 1956 | 1956-09-30 | [7 empty] | 3055.8276 | 1 | [10 empty] | 0 | 0 | 0 | 0 | 0 | 0
1 | 1956 | 1956-10-31 | [19 empty] | 0 | 0 | 524.9938 | 32.2806 | 0 | 0
1 | 1956 | 1956-11-30 | [19 empty] | 0 | 0 | 630.5883 | 37.5226 | 0 | 0
1 | 1956 | 1956-12-31 | [19 empty] | 0 | 0 | 0 | 0 | 0 | 0
2 | 1957 | 1957-04-30 | 3250 | 0 | 51.2174 | 1 | 0 | 0 | 0 | 4535.7544 | 1 | 0 | 473.61 | 28.1818 | 459.4242 | 27.3376 | 1500 | 89.2562 | 117.0159 | UWFE | 0
2 | 1957 | 1957-05-31 | 10383.7988 | 1 | 50.1161 | 1 | 4383.7988 | 269.5493 | 1 | 4552 | 1 | 0 | 717.7584 | 44.1332 | 2044.8989 | 125.7359 | 1500 | 92.2314 | 177.166 | UWFE | 0
2 | 1957 | 1957-06-30 | 9041.2539 | 0 | 52.2485 | 1 | 0 | 0 | 0 | 4290.394 | 1 | 0 | 866.6025 | 51.5664 | 2422.4946 | 144.1484 | 1500 | 89.2562 | 187.1136 | IBU | 0
2 | 1957 | 1957-07-31 | 16000 | 1 | 51.8162 | 1 | 4000 | 245.9504 | 1 | 3601.6663 | 1 | 0 | 947.8796 | 58.2828 | 2467.6895 | 151.7323 | 1500 | 92.2314 | 197.239 | IBU | 0
2 | 1957 | 1957-08-31 | [19 empty] | 1622.124 | 99.7405 | 972.9947 | 59.8271 | 972.9947 | 59.8271
2 | 1957 | 1957-09-30 | [7 empty] | 3041.053 | 1 | [10 empty] | 0 | 0 | 579.7745 | 34.499 | 0 | 0
2 | 1957 | 1957-10-31 | [19 empty] | 0 | 0 | 1307.7252 | 80.4089 | 0 | 0
2 | 1957 | 1957-11-30 | [19 empty] | 0 | 0 | 2291.8242 | 136.373 | 0 | 0
2 | 1957 | 1957-12-31 | [19 empty] | 0 | 0 | 0 | 0 | 0 | 0
1 | 1958 | 1958-04-30 | 11542.2393 | 1 | 47.7729 | 1 | 5542.2393 | 329.7861 | 1 | 4173 | 1 | 0 | 28.5275 | 1.6975 | 286.1428 | 17.0267 | 1500 | 89.2562 | 98.6183 | UWFE | 0
1 | 1958 | 1958-05-31 | 6985.3262 | 1 | 51.3851 | 1 | 985.3262 | 60.5853 | 1 | 4552 | 1 | 0 | 454.2844 | 27.9329 | 1943.7979 | 119.5195 | 1500 | 92.2314 | 165.9576 | UWFE | 0
1 | 1958 | 1958-06-30 | 8232.1523 | 0 | 51.6816 | 1 | 0 | 0 | 0 | 4500 | 1 | 0 | 1154.1927 | 68.6792 | 2269.7261 | 135.0581 | 1500 | 89.2562 | 191.1249 | UWFE | 0
1 | 1958 | 1958-07-31 | 12357.0049 | 1 | 52.2247 | 1 | 357.0049 | 21.9514 | 1 | 4105.7368 | 1 | 0 | 1329.9095 | 81.773 | 2552.2114 | 156.9294 | 1500 | 92.2314 | 211.5826 | IBU | 0
1 | 1958 | 1958-08-31 | [19 empty] | 0 | 0 | 0 | 0 | 0 | 0
1 | 1958 | 1958-09-30 | [7 empty] | 3174.582 | 1 | [10 empty] | 0 | 0 | 0 | 0 | 0 | 0
1 | 1958 | 1958-10-31 | [19 empty] | 0 | 0 | 50.6989 | 3.1174 | 0 | 0
1 | 1958 | 1958-11-30 | [19 empty] | 0 | 0 | 1516.7578 | 90.2534 | 0 | 0
1 | 1958 | 1958-12-31 | [19 empty] | 41.4614 | 2.5494 | 0 | 0 | 0 | 0
3 | 1959 | 1959-04-30 | 4176.9141 | 0 | 52.521 | 1 | 0 | 0 | 0 | 4402.9878 | 1 | 0 | 220.1043 | 13.0971 | 554.8545 | 33.0161 | 1474.0967 | 87.7148 | 110.7715 | UWFE | 0
3 | 1959 | 1959-05-31 | 8032.0801 | 1 | 51.6039 | 1 | 2032.0801 | 124.9477 | 1 | 4231.4053 | 1 | 0 | 634.8976 | 39.0383 | 2338.3577 | 143.78 | 1500 | 92.2314 | 183.6406 | UWFE | 0
3 | 1959 | 1959-06-30 | 12238.9375 | 1 | 51.9429 | 1 | 2238.9375 | 133.226 | 1 | 3758.0562 | 1 | 0 | 756.1251 | 44.9926 | 2677.3357 | 159.3125 | 1500 | 89.2562 | 191.4088 | IBU | 0
3 | 1959 | 1959-07-31 | 16000 | 1 | 52.9363 | 1 | 4000 | 245.9504 | 1 | 3122.5605 | 1 | 0 | 824.8505 | 50.7181 | 2537.3855 | 156.0178 | 1500 | 92.2314 | 195.5993 | IBU | 0
3 | 1959 | 1959-08-31 | [19 empty] | 0 | 0 | 580.9988 | 35.7242 | 0 | 0
3 | 1959 | 1959-09-30 | [7 empty] | 2777.2996 | 1 | [10 empty] | 752.3535 | 44.7681 | 162.4661 | 9.6674 | 162.4661 | 9.6674
3 | 1959 | 1959-10-31 | [19 empty] | 0 | 0 | 1540.0111 | 94.6916 | 0 | 0
3 | 1959 | 1959-11-30 | [19 empty] | 0 | 0 | 1347.0541 | 80.1553 | 0 | 0
3 | 1959 | 1959-12-31 | [19 empty] | 595.8394 | 36.6367 | 2025.1993 | 124.5247 | 595.8394 | 36.6367
4 | 1960 | 1960-04-30 | 7127.0625 | 1 | 49.9112 | 1 | 1127.0625 | 67.0649 | 1 | 4172.9888 | 1 | 1 | 16.4874 | 0.98107 | 466.4559 | 27.7561 | 1500 | 89.2562 | 103.6248 | UWFE | 0
4 | 1960 | 1960-05-31 | 4957.1445 | 0 | 52.5273 | 1 | 0 | 0 | 0 | 4264.8516 | 1 | 1 | 320.0725 | 19.6805 | 2099.8628 | 129.1155 | 998.0752 | 61.3693 | 135.7673 | UWFE | 0
4 | 1960 | 1960-06-30 | 13233.9727 | 1 | 51.4405 | 1 | 3233.9727 | 192.4347 | 1 | 3735.5588 | 1 | 1 | 457.7018 | 27.2352 | 2712.6807 | 161.4157 | 1500 | 89.2562 | 183.5816 | IBU | 183.5816
4 | 1960 | 1960-07-31 | 13995.5498 | 1 | 52.786 | 1 | 1995.5498 | 122.7016 | 1 | 3174.9954 | 1 | 1 | 499.181 | 30.6934 | 2441.2615 | 150.1073 | 1500 | 92.2314 | 182.6318 | IBU | 122.7016
4 | 1960 | 1960-08-31 | [19 empty] | 2377.2197 | 146.1695 | 1283.535 | 78.9215 | 1283.535 | 78.9215
4 | 1960 | 1960-09-30 | [7 empty] | 2747.3599 | 1 | [10 empty] | 0 | 0 | 1185.9482 | 70.5688 | 0 | 0
4 | 1960 | 1960-10-31 | [19 empty] | 0 | 0 | 1660.7848 | 102.1177 | 0 | 0
4 | 1960 | 1960-11-30 | [19 empty] | 1750 | 104.1322 | 409.7125 | 24.3796 | 409.7125 | 24.3796
4 | 1960 | 1960-12-31 | [19 empty] | 1750 | 107.6033 | 2387.1279 | 146.7788 | 1750 | 107.6033
4 | 1961 | 1961-04-30 | 3330.928 | 0 | 51.2625 | 1 | 0 | 0 | 0 | 4552 | 1 | 1 | 224.1461 | 13.3376 | 461.4332 | 27.4572 | 1500 | 89.2562 | 109.6536 | UWFE | 0
4 | 1961 | 1961-05-31 | 7787.1885 | 1 | 50.2406 | 1 | 1787.1885 | 109.8899 | 1 | 4502.2798 | 1 | 1 | 270.7625 | 16.6485 | 2241.9163 | 137.8501 | 1500 | 92.2314 | 169.4807 | UWFE | 0
4 | 1961 | 1961-06-30 | 10063.0752 | 1 | 51.53 | 1 | 63.0752 | 3.7532 | 1 | 4143.2856 | 1 | 1 | 520.3307 | 30.9618 | 2605.4656 | 155.036 | 1500 | 89.2562 | 182.2551 | IBU | 3.7532
4 | 1961 | 1961-07-31 | 16000 | 1 | 51.3744 | 1 | 4000 | 245.9504 | 1 | 3417.938 | 1 | 1 | 610.1761 | 37.5183 | 2538.0757 | 156.0602 | 1500 | 92.2314 | 189.0206 | IBU | 189.0206
4 | 1961 | 1961-08-31 | [19 empty] | 2141.4219 | 131.6709 | 3366.3738 | 206.9903 | 2141.4219 | 131.6709
4 | 1961 | 1961-09-30 | [7 empty] | 3030.2942 | 1 | [10 empty] | 543.3823 | 32.3335 | 1068.3673 | 63.5723 | 543.3823 | 32.3335
4 | 1961 | 1961-10-31 | [19 empty] | 0 | 0 | 2354.5803 | 144.7775 | 0 | 0
4 | 1961 | 1961-11-30 | [19 empty] | 559.9888 | 33.3216 | 1388.9673 | 82.6493 | 559.9888 | 33.3216
4 | 1961 | 1961-12-31 | [19 empty] | 1631.4297 | 100.3127 | 1553.0544 | 95.4936 | 1553.0544 | 95.4936
3 | 1962 | 1962-04-30 | 3754.135 | 0 | 51.1166 | 1 | 0 | 0 | 0 | 4552 | 1 | 0 | 412.5512 | 24.5485 | 496.0895 | 29.5194 | 1500 | 89.2562 | 116.2901 | UWFE | 0
3 | 1962 | 1962-05-31 | 8163.2202 | 1 | 49.7835 | 1 | 2163.2202 | 133.0112 | 1 | 4418.8945 | 1 | 0 | 657.1561 | 40.407 | 2288.5784 | 140.7192 | 1500 | 92.2314 | 182.7945 | UWFE | 0
3 | 1962 | 1962-06-30 | 9541.0107 | 0 | 50.6775 | 1 | 0 | 0 | 0 | 4081.9338 | 1 | 0 | 805.9758 | 47.9589 | 2523.6528 | 150.1678 | 1500 | 89.2562 | 188.3195 | IBU | 0
3 | 1962 | 1962-07-31 | 15542.7832 | 1 | 50.5078 | 1 | 3542.7832 | 217.8372 | 1 | 3381.1711 | 1 | 0 | 930.3408 | 57.2044 | 2537.3855 | 156.0178 | 1500 | 92.2314 | 198.8425 | IBU | 0
3 | 1962 | 1962-08-31 | [19 empty] | 2502.5059 | 153.8731 | 326.014 | 20.0458 | 326.014 | 20.0458
3 | 1962 | 1962-09-30 | [7 empty] | 3012.7175 | 1 | [10 empty] | 564.6353 | 33.5981 | 0 | 0 | 0 | 0
3 | 1962 | 1962-10-31 | [19 empty] | 0 | 0 | 0 | 0 | 0 | 0
3 | 1962 | 1962-11-30 | [19 empty] | 0 | 0 | 0 | 0 | 0 | 0
3 | 1962 | 1962-12-31 | [19 empty] | 0 | 0 | 0 | 0 | 0 | 0
1 | 1963 | 1963-04-30 | 30893.4492 | 1 | 48.0211 | 1 | 24893.4492 | 1481.2631 | 1 | 4137 | 1 | 0 | 15.7005 | 0.93425 | 254.5001 | 15.1438 | 1500 | 89.2562 | 97.2952 | UWFE | 0
1 | 1963 | 1963-05-31 | 4724.0718 | 0 | 52.6576 | 1 | 0 | 0 | 0 | 4552 | 1 | 0 | 528.8322 | 32.5166 | 2086.3762 | 128.2863 | 1500 | 92.2314 | 172.6329 | UWFE | 0
1 | 1963 | 1963-06-30 | 8594.7188 | 0 | 52.5437 | 1 | 0 | 0 | 0 | 4318.4883 | 1 | 0 | 1228.4559 | 73.0982 | 2324.6143 | 138.3242 | 1500 | 89.2562 | 194.9674 | IBU | 0
1 | 1963 | 1963-07-31 | 16000 | 1 | 52.1096 | 1 | 4000 | 245.9504 | 1 | 3649.5266 | 1 | 0 | 1381.7018 | 84.9575 | 2521.4749 | 155.0394 | 1500 | 92.2314 | 212.2299 | IBU | 0
1 | 1963 | 1963-08-31 | [19 empty] | 1287.8535 | 79.187 | 0 | 0 | 0 | 0
1 | 1963 | 1963-09-30 | [7 empty] | 2718.1057 | 1 | [10 empty] | 0 | 0 | 0 | 0 | 0 | 0
1 | 1963 | 1963-10-31 | [19 empty] | 0 | 0 | 1189.5573 | 73.143 | 0 | 0
1 | 1963 | 1963-11-30 | [19 empty] | 0 | 0 | 1109.0795 | 65.9948 | 0 | 0
1 | 1963 | 1963-12-31 | [19 empty] | 1750 | 107.6033 | 347.9604 | 21.3952 | 347.9604 | 21.3952
4 | 1964 | 1964-04-30 | 6091.9458 | 1 | 49.5505 | 1 | 91.9458 | 5.4712 | 1 | 3746.6431 | 1 | 1 | 316.7788 | 18.8496 | 564.8998 | 33.6139 | 1500 | 89.2562 | 115.488 | UWFE | 0
4 | 1964 | 1964-05-31 | 6700.6343 | 1 | 50.719 | 1 | 700.6343 | 43.0803 | 1 | 3609.583 | 1 | 1 | 332.7473 | 20.4598 | 2309.8418 | 142.0266 | 1500 | 92.2314 | 173.4746 | UWFE | 0
4 | 1964 | 1964-06-30 | 8947.915 | 0 | 51.8991 | 1 | 0 | 0 | 0 | 3402.845 | 1 | 1 | 359.1174 | 21.369 | 2607.7468 | 155.1717 | 1500 | 89.2562 | 177.5265 | IBU | 0
4 | 1964 | 1964-07-31 | 14511.1045 | 1 | 52.2635 | 1 | 2511.1045 | 154.4018 | 1 | 2786.1204 | 1 | 1 | 422.4683 | 25.9766 | 2533.6196 | 155.7862 | 1500 | 92.2314 | 183.1128 | IBU | 154.4018
4 | 1964 | 1964-08-31 | [19 empty] | 3195.7256 | 196.4975 | 771.8971 | 47.4621 | 771.8971 | 47.4621
4 | 1964 | 1964-09-30 | [7 empty] | 2475.9597 | 1 | [10 empty] | 1001.5879 | 59.5986 | 1010.3552 | 60.1203 | 1001.5879 | 59.5986
4 | 1964 | 1964-10-31 | [19 empty] | 0 | 0 | 1503.1575 | 92.4256 | 0 | 0
4 | 1964 | 1964-11-30 | [19 empty] | 1750 | 104.1322 | 1991.6625 | 118.5121 | 1750 | 104.1322
4 | 1964 | 1964-12-31 | [19 empty] | 0 | 0 | 0 | 0 | 0 | 0
1 | 1965 | 1965-04-30 | 6748.3589 | 1 | 46.9475 | 1 | 748.3589 | 44.5304 | 1 | 4500 | 1 | 0 | 15.9951 | 0.95177 | 409.7 | 24.3788 | 1500 | 89.2562 | 101.9215 | UWFE | 0
1 | 1965 | 1965-05-31 | 6685.5464 | 1 | 49.0954 | 1 | 685.5464 | 42.1526 | 1 | 4530.542 | 1 | 0 | 633.975 | 38.9816 | 2257.9951 | 138.8387 | 1500 | 92.2314 | 181.1416 | UWFE | 0
1 | 1965 | 1965-06-30 | 8087.3091 | 0 | 49.5362 | 1 | 0 | 0 | 0 | 4283.3418 | 1 | 0 | 838.3341 | 49.8843 | 2334.416 | 138.9074 | 1500 | 89.2562 | 183.6521 | UWFE | 0
1 | 1965 | 1965-07-31 | 16000 | 1 | 49.4431 | 1 | 4000 | 245.9504 | 1 | 3588.6501 | 1 | 0 | 922.0832 | 56.6967 | 2612.0735 | 160.6101 | 1500 | 92.2314 | 200.8848 | IBU | 0
1 | 1965 | 1965-08-31 | [19 empty] | 3046.6006 | 187.3282 | 0 | 0 | 0 | 0
1 | 1965 | 1965-09-30 | [7 empty] | 2849.3286 | 1 | [10 empty] | 0 | 0 | 0 | 0 | 0 | 0
1 | 1965 | 1965-10-31 | [19 empty] | 0 | 0 | 958.2055 | 58.9178 | 0 | 0
1 | 1965 | 1965-11-30 | [19 empty] | 0 | 0 | 425.1225 | 25.2965 | 0 | 0
1 | 1965 | 1965-12-31 | [19 empty] | 1261.3301 | 77.5562 | 0 | 0 | 0 | 0
3 | 1966 | 1966-04-30 | 4292.8887 | 0 | 49.8692 | 1 | 0 | 0 | 0 | 4552 | 1 | 0 | 529.8277 | 31.5269 | 552.3431 | 32.8667 | 1500 | 89.2562 | 121.453 | UWFE | 0
3 | 1966 | 1966-05-31 | 8730.6592 | 1 | 49.4726 | 1 | 2730.6592 | 167.9017 | 1 | 4347.7725 | 1 | 0 | 640.7465 | 39.398 | 2340.425 | 143.9071 | 1500 | 92.2314 | 183.884 | IBU | 0
3 | 1966 | 1966-06-30 | 13508.8633 | 1 | 49.8644 | 1 | 3508.8633 | 208.7919 | 1 | 3800.2344 | 1 | 0 | 770.6282 | 45.8556 | 2661.6143 | 158.377 | 1500 | 89.2562 | 191.3725 | IBU | 0
3 | 1966 | 1966-07-31 | 16000 | 1 | 50.8349 | 1 | 4000 | 245.9504 | 1 | 3119.6094 | 1 | 0 | 838.9403 | 51.5844 | 2521.1633 | 155.0203 | 1500 | 92.2314 | 195.5338 | IBU | 0
3 | 1966 | 1966-08-31 | [19 empty] | 0 | 0 | 442.3545 | 27.1993 | 0 | 0
3 | 1966 | 1966-09-30 | [7 empty] | 2583.3672 | 1 | [10 empty] | 0 | 0 | 418.4725 | 24.9008 | 0 | 0
3 | 1966 | 1966-10-31 | [19 empty] | 0 | 0 | 1319.8214 | 81.1527 | 0 | 0
3 | 1966 | 1966-11-30 | [19 empty] | 1750 | 104.1322 | 1161.3711 | 69.1064 | 1161.3711 | 69.1064
3 | 1966 | 1966-12-31 | [19 empty] | 0 | 0 | 0 | 0 | 0 | 0
1 | 1967 | 1967-04-30 | 10209.6709 | 1 | 47.1435 | 1 | 4209.6709 | 250.4928 | 1 | 4479 | 1 | 0 | 39.8704 | 2.3725 | 237.4231 | 14.1277 | 1500 | 89.2562 | 97.5063 | UWFE | 0
1 | 1967 | 1967-05-31 | 12507.457 | 1 | 48.9939 | 1 | 6507.457 | 400.1279 | 1 | 4552 | 1 | 0 | 634.835 | 39.0345 | 2252.2856 | 138.4876 | 1500 | 92.2314 | 180.9925 | UWFE | 0
1 | 1967 | 1967-06-30 | 8491.8008 | 0 | 51.1733 | 1 | 0 | 0 | 0 | 4500 | 1 | 0 | 937.7822 | 55.8019 | 2001.1646 | 119.0776 | 1500 | 89.2562 | 176.6959 | UWFE | 0
1 | 1967 | 1967-07-31 | 11558.0479 | 0 | 52.5317 | 1 | 0 | 0 | 0 | 4019.9312 | 1 | 0 | 1366.8882 | 84.0467 | 2516.8701 | 154.7563 | 1500 | 92.2314 | 211.6329 | UWFE | 0
1 | 1967 | 1967-08-31 | [19 empty] | 1941.6201 | 119.3856 | 0 | 0 | 0 | 0
1 | 1967 | 1967-09-30 | [7 empty] | 3126.8677 | 1 | [10 empty] | 0 | 0 | 0 | 0 | 0 | 0
1 | 1967 | 1967-10-31 | [19 empty] | 0 | 0 | 302.18 | 18.5803 | 0 | 0
1 | 1967 | 1967-11-30 | [19 empty] | 0 | 0 | 1725.1964 | 102.6563 | 0 | 0
1 | 1967 | 1967-12-31 | [19 empty] | 724.8882 | 44.5716 | 0 | 0 | 0 | 0
3 | 1968 | 1968-04-30 | 3250 | 0 | 51.9104 | 1 | 0 | 0 | 0 | 4387.3369 | 1 | 0 | 372.8588 | 22.1866 | 480.017 | 28.563 | 1012.0752 | 60.2227 | 85.5975 | UWFE | 0
3 | 1968 | 1968-05-31 | 7092.5923 | 1 | 51.0287 | 1 | 1092.5923 | 67.1809 | 1 | 4254.6367 | 1 | 0 | 578.8368 | 35.5913 | 2198.3716 | 135.1726 | 1500 | 92.2314 | 177.6133 | UWFE | 0
3 | 1968 | 1968-06-30 | 13090.2783 | 1 | 50.739 | 1 | 3090.2783 | 183.8843 | 1 | 3698.4705 | 1 | 0 | 708.039 | 42.1312 | 2497.6624 | 148.6212 | 1500 | 89.2562 | 184.6324 | IBU | 0
3 | 1968 | 1968-07-31 | 16000 | 1 | 51.8927 | 1 | 4000 | 245.9504 | 1 | 3020.8716 | 1 | 0 | 869.4346 | 53.4595 | 2537.3855 | 156.0178 | 1500 | 92.2314 | 196.97 | IBU | 0
3 | 1968 | 1968-08-31 | [19 empty] | 3886.4238 | 238.9669 | 520.4457 | 32.001 | 520.4457 | 32.001
3 | 1968 | 1968-09-30 | [7 empty] | 2794.0652 | 1 | [10 empty] | 0 | 0 | 164.137 | 9.7668 | 0 | 0
3 | 1968 | 1968-10-31 | [19 empty] | 0 | 0 | 1019.0937 | 62.6616 | 0 | 0
3 | 1968 | 1968-11-30 | [19 empty] | 1750 | 104.1322 | 448.9588 | 26.7149 | 448.9588 | 26.7149
3 | 1968 | 1968-12-31 | [19 empty] | 1750 | 107.6033 | 0 | 0 | 0 | 0
1 | 1969 | 1969-04-30 | 9669.7627 | 1 | 46.9907 | 1 | 3669.7627 | 218.366 | 1 | 4434 | 1 | 0 | 171.7332 | 10.2188 | 463.4423 | 27.5767 | 1500 | 89.2562 | 108.154 | UWFE | 0
1 | 1969 | 1969-05-31 | 9579.458 | 1 | 48.8723 | 1 | 3579.458 | 220.0923 | 1 | 4552 | 1 | 0 | 779.5358 | 47.9318 | 2345.6096 | 144.2259 | 1500 | 92.2314 | 188.3103 | UWFE | 0
1 | 1969 | 1969-06-30 | 8011.48 | 0 | 50.5018 | 1 | 0 | 0 | 0 | 4403.0791 | 1 | 0 | 1103.2566 | 65.6483 | 2226.0151 | 132.4571 | 1500 | 89.2562 | 188.3089 | UWFE | 0
1 | 1969 | 1969-07-31 | 11045.0781 | 0 | 51.5087 | 1 | 0 | 0 | 0 | 3947.4578 | 1 | 0 | 1249.1562 | 76.8076 | 2516.8701 | 154.7563 | 1500 | 92.2314 | 208.0134 | IBU | 0
1 | 1969 | 1969-08-31 | [19 empty] | 1533.791 | 94.3091 | 0 | 0 | 0 | 0
1 | 1969 | 1969-09-30 | [7 empty] | 3239.3909 | 1 | [10 empty] | 0 | 0 | 42.8577 | 2.5502 | 0 | 0
1 | 1969 | 1969-10-31 | [19 empty] | 0 | 0 | 245.9806 | 15.1248 | 0 | 0
1 | 1969 | 1969-11-30 | [19 empty] | 0 | 0 | 0 | 0 | 0 | 0
1 | 1969 | 1969-12-31 | [19 empty] | 0 | 0 | 0 | 0 | 0 | 0
1 | 1970 | 1970-04-30 | 3250 | 0 | 49.8044 | 1 | 0 | 0 | 0 | 4291.0645 | 1 | 0 | 73.1966 | 4.3555 | 508.6461 | 30.2665 | 713.9839 | 42.485 | 59.796 | UWFE | 0
1 | 1970 | 1970-05-31 | 6423.0225 | 1 | 49.8999 | 1 | 423.0225 | 26.0106 | 1 | 4231.8843 | 1 | 0 | 572.1926 | 35.1828 | 2315.0266 | 142.3454 | 1500 | 92.2314 | 180.9955 | UWFE | 0
1 | 1970 | 1970-06-30 | 11296.084 | 1 | 49.3744 | 1 | 1296.084 | 77.1224 | 1 | 3804.7209 | 1 | 0 | 657.6102 | 39.1305 | 2256.0039 | 134.2416 | 1500 | 89.2562 | 175.9422 | IBU | 0
1 | 1970 | 1970-07-31 | 15933.2969 | 1 | 50.2642 | 1 | 3933.2969 | 241.849 | 1 | 3122.0967 | 1 | 0 | 784.4171 | 48.2319 | 2616.6782 | 160.8933 | 1500 | 92.2314 | 196.794 | IBU | 0
1 | 1970 | 1970-08-31 | [19 empty] | 1360.1201 | 83.6305 | 0 | 0 | 0 | 0
1 | 1970 | 1970-09-30 | [7 empty] | 2249.6484 | 1 | [10 empty] | 0 | 0 | 762.3438 | 45.3626 | 0 | 0
1 | 1970 | 1970-10-31 | [19 empty] | 0 | 0 | 958.8508 | 58.9574 | 0 | 0
1 | 1970 | 1970-11-30 | [19 empty] | 0 | 0 | 1112.5507 | 66.2014 | 0 | 0
1 | 1970 | 1970-12-31 | [19 empty] | 0 | 0 | 0 | 0 | 0 | 0
1 | 1971 | 1971-04-30 | 3250 | 0 | 50.1011 | 1 | 0 | 0 | 0 | 4470.4141 | 1 | 0 | 663.0163 | 39.4522 | 563.3929 | 33.5242 | 1500 | 89.2562 | 125.7444 | UWFE | 0
1 | 1971 | 1971-05-31 | 8956.8486 | 1 | 49.0741 | 1 | 2956.8486 | 181.8095 | 1 | 4552 | 1 | 0 | 722.5508 | 44.4279 | 1990.4598 | 122.3886 | 1500 | 92.2314 | 175.6397 | UWFE | 0
1 | 1971 | 1971-06-30 | 7962.2466 | 0 | 51.378 | 1 | 0 | 0 | 0 | 4500 | 1 | 0 | 865.0387 | 51.4734 | 2342.2573 | 139.374 | 1500 | 89.2562 | 184.6799 | UWFE | 0
1 | 1971 | 1971-07-31 | 15771.3086 | 1 | 51.1682 | 1 | 3771.3086 | 231.8887 | 1 | 3763.6338 | 1 | 0 | 964.2192 | 59.2875 | 2521.4749 | 155.0394 | 1500 | 92.2314 | 199.3949 | IBU | 0
1 | 1971 | 1971-08-31 | [19 empty] | 2535.5293 | 155.9036 | 367.7022 | 22.6091 | 367.7022 | 22.6091
1 | 1971 | 1971-09-30 | [7 empty] | 2942.958 | 1 | [10 empty] | 0 | 0 | 0 | 0 | 0 | 0
1 | 1971 | 1971-10-31 | [19 empty] | 0 | 0 | 1216.4792 | 74.7984 | 0 | 0
1 | 1971 | 1971-11-30 | [19 empty] | 0 | 0 | 1703.5538 | 101.3685 | 0 | 0
1 | 1971 | 1971-12-31 | [19 empty] | 1750 | 107.6033 | 0 | 0 | 0 | 0
3 | 1972 | 1972-04-30 | 4466.645 | 0 | 50.0822 | 1 | 0 | 0 | 0 | 4552 | 1 | 0 | 323.2535 | 19.2349 | 539.2842 | 32.0896 | 1500 | 89.2562 | 114.9185 | UWFE | 0
3 | 1972 | 1972-05-31 | 7295.1348 | 1 | 50.6107 | 1 | 1295.1348 | 79.6347 | 1 | 4444.4248 | 1 | 0 | 214.1783 | 13.1693 | 2237.2563 | 137.5635 | 1500 | 92.2314 | 167.5978 | UWFE | 0
3 | 1972 | 1972-06-30 | 13446.585 | 1 | 50.5292 | 1 | 3446.585 | 205.086 | 1 | 3879.4409 | 1 | 0 | 428.4666 | 25.4955 | 2616.696 | 155.7042 | 1500 | 89.2562 | 179.8561 | IBU | 0
3 | 1972 | 1972-07-31 | 15975.8271 | 1 | 51.617 | 1 | 3975.8271 | 244.4641 | 1 | 3200 | 1 | 0 | 484.0748 | 29.7646 | 2537.3855 | 156.0178 | 1500 | 92.2314 | 185.1226 | IBU | 0
3 | 1972 | 1972-08-31 | [19 empty] | 1879.541 | 115.5685 | 1250.8757 | 76.9134 | 1250.8757 | 76.9134
3 | 1972 | 1972-09-30 | [7 empty] | 2958.2964 | 1 | [10 empty] | 1243.7227 | 74.0066 | 954.7809 | 56.8134 | 954.7809 | 56.8134
3 | 1972 | 1972-10-31 | [19 empty] | 129.999 | 7.9933 | 439.7225 | 27.0375 | 129.999 | 7.9933
3 | 1972 | 1972-11-30 | [19 empty] | 1244.0745 | 74.0276 | 2301.5762 | 136.9533 | 1244.0745 | 74.0276
3 | 1972 | 1972-12-31 | [19 empty] | 0 | 0 | 0 | 0 | 0 | 0
2 | 1973 | 1973-04-30 | 3250 | 0 | 50.5814 | 1 | 0 | 0 | 0 | 4464.4717 | 1 | 0 | 411.989 | 24.515 | 453.397 | 26.979 | 1500 | 89.2562 | 115.0032 | UWFE | 0
2 | 1973 | 1973-05-31 | 6365.7554 | 1 | 51.2658 | 1 | 365.7554 | 22.4894 | 1 | 4489.7715 | 1 | 0 | 753.9079 | 46.356 | 2250.2183 | 138.3605 | 1500 | 92.2314 | 184.5897 | UWFE | 0
2 | 1973 | 1973-06-30 | 13158.1406 | 1 | 49.9006 | 1 | 3158.1406 | 187.9224 | 1 | 3919.5508 | 1 | 0 | 1050.8997 | 62.5329 | 2424.5208 | 144.269 | 1500 | 89.2562 | 192.6571 | IBU | 0
2 | 1973 | 1973-07-31 | 16000 | 1 | 50.5793 | 1 | 4000 | 245.9504 | 1 | 3219.9336 | 1 | 0 | 1148.6138 | 70.6255 | 2522.6577 | 155.1122 | 1500 | 92.2314 | 205.1002 | IBU | 0
2 | 1973 | 1973-08-31 | [19 empty] | 3232.0947 | 198.7338 | 266.0858 | 16.361 | 266.0858 | 16.361
2 | 1973 | 1973-09-30 | [7 empty] | 2805.6096 | 1 | [10 empty] | 0 | 0 | 632.8945 | 37.6598 | 0 | 0
2 | 1973 | 1973-10-31 | [19 empty] | 0 | 0 | 827.6483 | 50.8901 | 0 | 0
2 | 1973 | 1973-11-30 | [19 empty] | 0 | 0 | 0 | 0 | 0 | 0
2 | 1973 | 1973-12-31 | [19 empty] | 0 | 0 | 0 | 0 | 0 | 0
1 | 1974 | 1974-04-30 | 5857.2148 | 0 | 48.4155 | 1 | 0 | 0 | 0 | 4289 | 1 | 0 | 44.7164 | 2.6608 | 403.1705 | 23.9903 | 1500 | 89.2562 | 102.5818 | UWFE | 0
1 | 1974 | 1974-05-31 | 5594.6343 | 0 | 50.9343 | 1 | 0 | 0 | 0 | 4515.0288 | 1 | 0 | 762.7927 | 46.9023 | 2255.4028 | 138.6793 | 1500 | 92.2314 | 185.0222 | UWFE | 0
1 | 1974 | 1974-06-30 | 8124.5073 | 0 | 51.2551 | 1 | 0 | 0 | 0 | 4359.8823 | 1 | 0 | 1221.212 | 72.6672 | 2328.5349 | 138.5574 | 1500 | 89.2562 | 194.8685 | UWFE | 0
1 | 1974 | 1974-07-31 | 12602.3799 | 1 | 51.6808 | 1 | 602.3799 | 37.0389 | 1 | 3927.6494 | 1 | 0 | 1157.8093 | 71.1909 | 2265.9106 | 139.3254 | 1500 | 92.2314 | 197.4896 | IBU | 0
1 | 1974 | 1974-08-31 | [19 empty] | 2404.6592 | 147.8567 | 0 | 0 | 0 | 0
1 | 1974 | 1974-09-30 | [7 empty] | 3201.7532 | 1 | [10 empty] | 0 | 0 | 0 | 0 | 0 | 0
1 | 1974 | 1974-10-31 | [19 empty] | 0 | 0 | 1233.318 | 75.8338 | 0 | 0
1 | 1974 | 1974-11-30 | [19 empty] | 0 | 0 | 1391.8278 | 82.8195 | 0 | 0
1 | 1974 | 1974-12-31 | [19 empty] | 1750 | 107.6033 | 0 | 0 | 0 | 0
1 | 1975 | 1975-04-30 | 3250 | 0 | 50.4704 | 1 | 0 | 0 | 0 | 4449.6987 | 1 | 0 | 348.7161 | 20.7501 | 422.2566 | 25.126 | 1500 | 89.2562 | 112.1942 | UWFE | 0
1 | 1975 | 1975-05-31 | 9954.1455 | 1 | 50.2793 | 1 | 3954.1455 | 243.1309 | 1 | 4552 | 1 | 0 | 880.4407 | 54.1362 | 2314.5017 | 142.3132 | 1500 | 92.2314 | 190.4561 | UWFE | 0
1 | 1975 | 1975-06-30 | 8908.6064 | 0 | 51.9626 | 1 | 0 | 0 | 0 | 4422.0156 | 1 | 0 | 1191.2261 | 70.8829 | 2278.9434 | 135.6065 | 1500 | 89.2562 | 192.5009 | UWFE | 0
1 | 1975 | 1975-07-31 | 13871.7422 | 1 | 52.1751 | 1 | 1871.7422 | 115.0889 | 1 | 3940.1907 | 1 | 0 | 1259.2373 | 77.4275 | 2566.0256 | 157.7788 | 1500 | 92.2314 | 209.8345 | IBU | 0
1 | 1975 | 1975-08-31 | [19 empty] | 2236.9766 | 137.5463 | 0 | 0 | 0 | 0
1 | 1975 | 1975-09-30 | [7 empty] | 3139.9026 | 1 | [10 empty] | 0 | 0 | 0 | 0 | 0 | 0
1 | 1975 | 1975-10-31 | [19 empty] | 0 | 0 | 935.7257 | 57.5355 | 0 | 0
1 | 1975 | 1975-11-30 | [19 empty] | 0 | 0 | 1105.7954 | 65.7994 | 0 | 0
1 | 1975 | 1975-12-31 | [19 empty] | 1750 | 107.6033 | 0 | 0 | 0 | 0
4 | 1976 | 1976-04-30 | 3250 | 0 | 51.5879 | 1 | 0 | 0 | 0 | 3878.49 | 1 | 1 | 162.4164 | 9.6644 | 525.2208 | 31.2528 | 1238.2817 | 73.6829 | 94.1415 | UWFE | 0
4 | 1976 | 1976-05-31 | 10081.5947 | 1 | 51.4431 | 1 | 4081.5947 | 250.9675 | 1 | 3615.46 | 1 | 1 | 197.6355 | 12.1521 | 2397.4563 | 147.4138 | 1500 | 92.2314 | 172.0144 | IBU | 172.0144
4 | 1976 | 1976-06-30 | 9693.1299 | 0 | 52.9647 | 1 | 0 | 0 | 0 | 3290.3748 | 1 | 1 | 220.8133 | 13.1393 | 2496.3179 | 148.5412 | 1500 | 89.2562 | 170.0965 | IBU | 0
4 | 1976 | 1976-07-31 | 13307.6348 | 1 | 54.0764 | 0 | 0 | 0 | 0 | 2839.3403 | 1 | 1 | 243.2985 | 14.9598 | 2326.6448 | 143.0598 | 1500 | 92.2314 | 171.2412 | IBU | 0
4 | 1976 | 1976-08-31 | [19 empty] | 5361.2148 | 329.6483 | 1948.8915 | 119.8327 | 1948.8915 | 119.8327
4 | 1976 | 1976-09-30 | [7 empty] | 2776.3486 | 1 | [10 empty] | 1119.0684 | 66.5892 | 1649.7568 | 98.1673 | 1119.0684 | 66.5892
4 | 1976 | 1976-10-31 | [19 empty] | 0 | 0 | 1735.9191 | 106.7375 | 0 | 0
4 | 1976 | 1976-11-30 | [19 empty] | 0 | 0 | 1444.7786 | 85.9703 | 0 | 0
4 | 1976 | 1976-12-31 | [19 empty] | 0 | 0 | 2446.426 | 150.4249 | 0 | 0
5 | 1977 | 1977-04-30 | 7071.751 | 1 | 50.7919 | 1 | 1071.751 | 63.7736 | 1 | 1944.6559 | 1 | 1 | 201.6096 | 11.9966 | 581.8025 | 34.6197 | 1500 | 89.2562 | 112.5643 | IBU | 63.7736
5 | 1977 | 1977-05-31 | 5902.6396 | 0 | 52.3272 | 1 | 0 | 0 | 0 | 1775.2607 | 1 | 1 | 129.1551 | 7.9414 | 1768.8984 | 108.7653 | 1500 | 92.2314 | 150.5848 | IBU | 0
5 | 1977 | 1977-06-30 | 12227.6289 | 1 | 54.2871 | 1 | 2227.6289 | 132.5531 | 1 | 1227.3998 | 1 | 1 | 215.2688 | 12.8094 | 2477.7227 | 147.4347 | 1500 | 89.2562 | 169.3783 | IBU | 132.5531
5 | 1977 | 1977-07-31 | 12847.9814 | 1 | 56.799 | 0 | 0 | 0 | 0 | 674.0114 | 1 | 1 | 236.5211 | 14.5431 | 2273.3716 | 139.7842 | 1500 | 92.2314 | 169.395 | IBU | 0
5 | 1977 | 1977-08-31 | [19 empty] | 2812.3945 | 172.9274 | 3103.3232 | 190.8159 | 2812.3945 | 172.9274
5 | 1977 | 1977-09-30 | [7 empty] | 550 | 1 | [10 empty] | 2011.7861 | 119.7096 | 2002.1653 | 119.1371 | 2002.1653 | 119.1371
5 | 1977 | 1977-10-31 | [19 empty] | 0 | 0 | 1799.3027 | 110.6348 | 0 | 0
5 | 1977 | 1977-11-30 | [19 empty] | 1635.6804 | 97.3297 | 1647.7871 | 98.0501 | 1635.6804 | 97.3297
5 | 1977 | 1977-12-31 | [19 empty] | 1750 | 107.6033 | 1898.1753 | 116.7142 | 1750 | 107.6033
2 | 1978 | 1978-04-30 | 5366.9473 | 0 | 47.1742 | 1 | 0 | 0 | 0 | 4552 | 1 | 0 | 14.3499 | 0.85388 | 353.4463 | 21.0315 | 1500 | 89.2562 | 100.1989 | UWFE | 0
2 | 1978 | 1978-05-31 | 8295.8477 | 1 | 48.7541 | 1 | 2295.8477 | 141.1662 | 1 | 4552 | 1 | 0 | 802.3403 | 49.334 | 2254.8779 | 138.647 | 1500 | 92.2314 | 186.2219 | UWFE | 0
2 | 1978 | 1978-06-30 | 9561.7168 | 0 | 49.9637 | 1 | 0 | 0 | 0 | 4231.4814 | 1 | 0 | 1242.4238 | 73.9294 | 2349.4448 | 139.8017 | 1500 | 89.2562 | 196.1217 | UWFE | 0
2 | 1978 | 1978-07-31 | 13248.9893 | 1 | 50.878 | 1 | 1248.9893 | 76.7974 | 1 | 3678.9851 | 1 | 0 | 1355.9877 | 83.3764 | 2562.8928 | 157.5861 | 1500 | 92.2314 | 212.7127 | IBU | 0
2 | 1978 | 1978-08-31 | [19 empty] | 2312.0869 | 142.1647 | 138.0856 | 8.4905 | 138.0856 | 8.4905
2 | 1978 | 1978-09-30 | [7 empty] | 3233.9426 | 1 | [10 empty] | 0 | 0 | 124.3065 | 7.3968 | 0 | 0
2 | 1978 | 1978-10-31 | [19 empty] | 0 | 0 | 308.3386 | 18.959 | 0 | 0
2 | 1978 | 1978-11-30 | [19 empty] | 0 | 0 | 283.4688 | 16.8676 | 0 | 0
2 | 1978 | 1978-12-31 | [19 empty] | 84.7788 | 5.2128 | 569.0425 | 34.9891 | 84.7788 | 5.2128
4 | 1979 | 1979-04-30 | 3250 | 0 | 51.2702 | 1 | 0 | 0 | 0 | 4053.4419 | 1 | 1 | 214.2449 | 12.7485 | 439.3336 | 26.1422 | 1500 | 89.2562 | 108.7015 | UWFE | 0
4 | 1979 | 1979-05-31 | 4739.0381 | 0 | 53.2229 | 1 | 0 | 0 | 0 | 4220.813 | 1 | 1 | 321.9245 | 19.7944 | 2260.5874 | 138.9981 | 1374.9395 | 84.5417 | 163.938 | UWFE | 0
4 | 1979 | 1979-06-30 | 10586.1377 | 1 | 51.5449 | 1 | 586.1377 | 34.8776 | 1 | 3800.5693 | 1 | 1 | 618.1641 | 36.7833 | 2677.3357 | 159.3125 | 1500 | 89.2562 | 187.3041 | IBU | 34.8776
4 | 1979 | 1979-07-31 | 10198.0205 | 0 | 52.8379 | 1 | 0 | 0 | 0 | 3407.8647 | 1 | 1 | 673.1793 | 41.3922 | 2632.5889 | 161.8716 | 1500 | 92.2314 | 193.8633 | IBU | 0
4 | 1979 | 1979-08-31 | [19 empty] | 3696.8379 | 227.3097 | 53.1248 | 3.2665 | 53.1248 | 3.2665
4 | 1979 | 1979-09-30 | [7 empty] | 3119.8076 | 1 | [10 empty] | 1204.8975 | 71.6964 | 0 | 0 | 0 | 0
4 | 1979 | 1979-10-31 | [19 empty] | 851.0474 | 52.3289 | 801.0798 | 49.2565 | 801.0798 | 49.2565
4 | 1979 | 1979-11-30 | [19 empty] | 0 | 0 | 1226.4319 | 72.9778 | 0 | 0
4 | 1979 | 1979-12-31 | [19 empty] | 725.7241 | 44.623 | 0 | 0 | 0 | 0
2 | 1980 | 1980-04-30 | 3250 | 0 | 50.9493 | 1 | 0 | 0 | 0 | 4390.5459 | 1 | 0 | 343.8535 | 20.4607 | 435.8177 | 25.933 | 1500 | 89.2562 | 112.453 | UWFE | 0
2 | 1980 | 1980-05-31 | 6651.8936 | 1 | 50.0888 | 1 | 651.8936 | 40.0834 | 1 | 4360.0034 | 1 | 0 | 671.3967 | 41.2826 | 2141.3401 | 131.6659 | 1500 | 92.2314 | 178.7056 | UWFE | 0
2 | 1980 | 1980-06-30 | 9056.002 | 0 | 51.1239 | 1 | 0 | 0 | 0 | 4114.1909 | 1 | 0 | 914.7728 | 54.4328 | 2280.5554 | 135.7025 | 1500 | 89.2562 | 184.3238 | UWFE | 0
2 | 1980 | 1980-07-31 | 11086.1113 | 0 | 51.426 | 1 | 0 | 0 | 0 | 3708.1541 | 1 | 0 | 1062.2654 | 65.3162 | 2538.1265 | 156.0633 | 1500 | 92.2314 | 202.9211 | IBU | 0
2 | 1980 | 1980-08-31 | [19 empty] | 2860.5693 | 175.8896 | 0 | 0 | 0 | 0
2 | 1980 | 1980-09-30 | [7 empty] | 3161.3862 | 1 | [10 empty] | 0 | 0 | 103.587 | 6.1639 | 0 | 0
2 | 1980 | 1980-10-31 | [19 empty] | 0 | 0 | 295.8243 | 18.1895 | 0 | 0
2 | 1980 | 1980-11-30 | [19 empty] | 0 | 0 | 250.8931 | 14.9292 | 0 | 0
2 | 1980 | 1980-12-31 | [19 empty] | 1750 | 107.6033 | 0 | 0 | 0 | 0
4 | 1981 | 1981-04-30 | 3250 | 0 | 51.8358 | 1 | 0 | 0 | 0 | 4273.4536 | 1 | 1 | 216.9279 | 12.9081 | 405.1796 | 24.1099 | 1500 | 89.2562 | 107.7652 | UWFE | 0
4 | 1981 | 1981-05-31 | 7636.0425 | 1 | 50.9829 | 1 | 1636.0425 | 100.5963 | 1 | 4072.6497 | 1 | 1 | 512.2 | 31.4939 | 2162.0786 | 132.941 | 1500 | 92.2314 | 174.4489 | IBU | 100.5963
4 | 1981 | 1981-06-30 | 14118.2598 | 1 | 50.9393 | 1 | 4118.2598 | 245.0535 | 1 | 3447.1714 | 1 | 1 | 824.0275 | 49.033 | 2714.9617 | 161.5514 | 1500 | 89.2562 | 194.5484 | IBU | 194.5484
4 | 1981 | 1981-07-31 | 16000 | 1 | 52.2455 | 1 | 4000 | 245.9504 | 1 | 2809.8137 | 1 | 1 | 902.3347 | 55.4824 | 2538.0757 | 156.0602 | 1500 | 92.2314 | 198.0027 | IBU | 198.0027
4 | 1981 | 1981-08-31 | [19 empty] | 3032.4131 | 186.4558 | 3055.6211 | 187.8828 | 3032.4131 | 186.4558
4 | 1981 | 1981-09-30 | [7 empty] | 2475.9668 | 1 | [10 empty] | 646.4053 | 38.4638 | 917.5333 | 54.597 | 646.4053 | 38.4638
4 | 1981 | 1981-10-31 | [19 empty] | 1680.0896 | 103.3047 | 1399.4996 | 86.0519 | 1399.4996 | 86.0519
4 | 1981 | 1981-11-30 | [19 empty] | 0 | 0 | 0 | 0 | 0 | 0
4 | 1981 | 1981-12-31 | [19 empty] | 0 | 0 | 0 | 0 | 0 | 0
1 | 1982 | 1982-04-30 | 24913.6875 | 1 | 46.6572 | 1 | 18913.6875 | 1125.4426 | 1 | 4094 | 1 | 0 | 47.4325 | 2.8224 | 305.7311 | 18.1923 | 1500 | 89.2562 | 99.7635 | UWFE | 0
1 | 1982 | 1982-05-31 | 3472.7239 | 0 | 53.5708 | 1 | 0 | 0 | 0 | 4481.1909 | 1 | 0 | 674.9889 | 41.5034 | 2221.7024 | 136.6072 | 858.0898 | 52.7619 | 141.8172 | UWFE | 0
1 | 1982 | 1982-06-30 | 6372.1196 | 0 | 52.3769 | 1 | 0 | 0 | 0 | 4397.3564 | 1 | 0 | 1084.0577 | 64.5059 | 2094.6748 | 124.6418 | 1500 | 89.2562 | 183.8301 | UWFE | 0
1 | 1982 | 1982-07-31 | 10502.3789 | 0 | 52.6552 | 1 | 0 | 0 | 0 | 4071.5906 | 1 | 0 | 1375.245 | 84.5605 | 2616.6782 | 160.8933 | 1500 | 92.2314 | 214.9583 | IBU | 0
1 | 1982 | 1982-08-31 | [19 empty] | 2772.0557 | 170.4471 | 0 | 0 | 0 | 0
1 | 1982 | 1982-09-30 | [7 empty] | 3400 | 1 | [10 empty] | 0 | 0 | 0 | 0 | 0 | 0
1 | 1982 | 1982-10-31 | [19 empty] | 0 | 0 | 0 | 0 | 0 | 0
1 | 1982 | 1982-11-30 | [19 empty] | 0 | 0 | 0 | 0 | 0 | 0
1 | 1982 | 1982-12-31 | [19 empty] | 0 | 0 | 0 | 0 | 0 | 0
1 | 1983 | 1983-04-30 | 21283.2871 | 1 | 47.2461 | 1 | 15283.2871 | 909.4187 | 1 | 4074 | 1 | 0 | 21.9028 | 1.3033 | 283.1292 | 16.8474 | 1500 | 89.2562 | 98.3315 | UWFE | 0
1 | 1983 | 1983-05-31 | 9426.209 | 1 | 51.257 | 1 | 3426.209 | 210.6694 | 1 | 4552 | 1 | 0 | 574.8585 | 35.3467 | 2133.0383 | 131.1554 | 1500 | 92.2314 | 175.4824 | UWFE | 0
1 | 1983 | 1983-06-30 | 12851.6533 | 1 | 52.0776 | 1 | 2851.6533 | 169.6852 | 1 | 4500 | 1 | 0 | 1170.4651 | 69.6475 | 2257.9641 | 134.3582 | 1500 | 89.2562 | 191.2591 | UWFE | 0
1 | 1983 | 1983-07-31 | 13464.8525 | 1 | 52.8013 | 1 | 1464.8525 | 90.0703 | 1 | 4150 | 1 | 0 | 1382.7108 | 85.0196 | 2616.6782 | 160.8933 | 1500 | 92.2314 | 215.1878 | UWFE | 0
1 | 1983 | 1983-08-31 | [19 empty] | 0 | 0 | 0 | 0 | 0 | 0
1 | 1983 | 1983-09-30 | [7 empty] | 3400 | 1 | [10 empty] | 0 | 0 | 0 | 0 | 0 | 0
1 | 1983 | 1983-10-31 | [19 empty] | 0 | 0 | 322.6831 | 19.841 | 0 | 0
1 | 1983 | 1983-11-30 | [19 empty] | 0 | 0 | 0 | 0 | 0 | 0
1 | 1983 | 1983-12-31 | [19 empty] | 0 | 0 | 0 | 0 | 0 | 0
1 | 1984 | 1984-04-30 | 3741.8496 | 0 | 49.9453 | 1 | 0 | 0 | 0 | 4552 | 1 | 0 | 325.6031 | 19.3747 | 551.3386 | 32.8069 | 1500 | 89.2562 | 115.347 | UWFE | 0
1 | 1984 | 1984-05-31 | 7339.0913 | 1 | 50.4137 | 1 | 1339.0913 | 82.3375 | 1 | 4539.2036 | 1 | 0 | 787.2463 | 48.4059 | 2330.5806 | 143.3018 | 1500 | 92.2314 | 188.0853 | UWFE | 0
1 | 1984 | 1984-06-30 | 11324.585 | 1 | 50.5185 | 1 | 1324.585 | 78.8183 | 1 | 4156.2476 | 1 | 0 | 904.4803 | 53.8203 | 2326.5747 | 138.4408 | 1500 | 89.2562 | 185.3868 | IBU | 0
1 | 1984 | 1984-07-31 | 16000 | 1 | 51.3119 | 1 | 4000 | 245.9504 | 1 | 3457.7817 | 1 | 0 | 1002.6513 | 61.6506 | 2616.6782 | 160.8933 | 1500 | 92.2314 | 203.5034 | IBU | 0
1 | 1984 | 1984-08-31 | [19 empty] | 3392.3506 | 208.5875 | 0 | 0 | 0 | 0
1 | 1984 | 1984-09-30 | [7 empty] | 2599.4578 | 1 | [10 empty] | 0 | 0 | 489.4626 | 29.125 | 0 | 0
1 | 1984 | 1984-10-31 | [19 empty] | 0 | 0 | 692.68 | 42.5912 | 0 | 0
1 | 1984 | 1984-11-30 | [19 empty] | 1750 | 104.1322 | 0 | 0 | 0 | 0
1 | 1984 | 1984-12-31 | [19 empty] | 1750 | 107.6033 | 0 | 0 | 0 | 0
3 | 1985 | 1985-04-30 | 3250 | 0 | 52.4613 | 1 | 0 | 0 | 0 | 3952.6741 | 1 | 0 | 325.0539 | 19.342 | 469.9717 | 27.9653 | 1164.9433 | 69.3189 | 92.9726 | UWFE | 0
3 | 1985 | 1985-05-31 | 8077.9692 | 1 | 50.8616 | 1 | 2077.9692 | 127.7693 | 1 | 3694.7708 | 1 | 0 | 497.9439 | 30.6174 | 2340.425 | 143.9071 | 1500 | 92.2314 | 179.4937 | IBU | 0
3 | 1985 | 1985-06-30 | 12637.8848 | 1 | 51.7141 | 1 | 2637.8848 | 156.965 | 1 | 3196.5283 | 1 | 0 | 737.8312 | 43.904 | 2708.1184 | 161.1442 | 1500 | 89.2562 | 191.7803 | IBU | 0
3 | 1985 | 1985-07-31 | 15330.4727 | 1 | 53.3275 | 1 | 3330.4727 | 204.7828 | 1 | 2582.7463 | 1 | 0 | 805.3907 | 49.5215 | 2442.8723 | 150.2064 | 1500 | 92.2314 | 192.0954 | IBU | 0
3 | 1985 | 1985-08-31 | [19 empty] | 181.1074 | 11.1359 | 2388.4832 | 146.8621 | 181.1074 | 11.1359
3 | 1985 | 1985-09-30 | [7 empty] | 2217.7996 | 1 | [10 empty] | 425.6074 | 25.3254 | 202.4304 | 12.0454 | 202.4304 | 12.0454
3 | 1985 | 1985-10-31 | [19 empty] | 206.248 | 12.6817 | 1064.7911 | 65.4715 | 206.248 | 12.6817
3 | 1985 | 1985-11-30 | [19 empty] | 1374.3804 | 81.7813 | 110.7291 | 6.5888 | 110.7291 | 6.5888
3 | 1985 | 1985-12-31 | [19 empty] | 1750 | 107.6033 | 364.4573 | 22.4096 | 364.4573 | 22.4096
1 | 1986 | 1986-04-30 | 3250 | 0 | 51.8915 | 1 | 0 | 0 | 0 | 4012.636 | 1 | 0 | 174.0912 | 10.3591 | 419.7452 | 24.9766 | 1500 | 89.2562 | 106.9241 | UWFE | 0
1 | 1986 | 1986-05-31 | 6404.0444 | 1 | 50.9227 | 1 | 404.0444 | 24.8437 | 1 | 4026.9753 | 1 | 0 | 294.5406 | 18.1106 | 2245.0334 | 138.0417 | 1500 | 92.2314 | 170.3076 | UWFE | 0
1 | 1986 | 1986-06-30 | 8645.5615 | 0 | 51.6377 | 1 | 0 | 0 | 0 | 3745.9563 | 1 | 0 | 616.0547 | 36.6578 | 2278.9434 | 135.6065 | 1500 | 89.2562 | 175.3884 | IBU | 0
1 | 1986 | 1986-07-31 | 12633.6152 | 1 | 51.9148 | 1 | 633.6152 | 38.9595 | 1 | 3301.9048 | 1 | 0 | 673.4473 | 41.4087 | 2521.4749 | 155.0394 | 1500 | 92.2314 | 190.4555 | IBU | 0
1 | 1986 | 1986-08-31 | [19 empty] | 2770.2432 | 170.3356 | 387.9798 | 23.8559 | 387.9798 | 23.8559
1 | 1986 | 1986-09-30 | [7 empty] | 2914.5776 | 1 | [10 empty] | 0 | 0 | 343.3861 | 20.4329 | 0 | 0
1 | 1986 | 1986-10-31 | [19 empty] | 0 | 0 | 539.6719 | 33.1831 | 0 | 0
1 | 1986 | 1986-11-30 | [19 empty] | 0 | 0 | 3081.6455 | 183.3706 | 0 | 0
1 | 1986 | 1986-12-31 | [19 empty] | 664.5156 | 40.8595 | 442.6956 | 27.2203 | 442.6956 | 27.2203
4 | 1987 | 1987-04-30 | 5294.4443 | 0 | 50.9148 | 1 | 0 | 0 | 0 | 3623.0359 | 1 | 1 | 182.1718 | 10.84 | 465.9536 | 27.7262 | 1500 | 89.2562 | 108.5393 | UWFE | 0
4 | 1987 | 1987-05-31 | 9427.3008 | 1 | 50.7383 | 1 | 3427.3008 | 210.7365 | 1 | 3278.9668 | 1 | 1 | 250.5046 | 15.4029 | 2345.6096 | 144.2259 | 1500 | 92.2314 | 172.0458 | IBU | 172.0458
4 | 1987 | 1987-06-30 | 12915.8086 | 1 | 52.0645 | 1 | 2915.8086 | 173.5027 | 1 | 2849.2141 | 1 | 1 | 294.7149 | 17.5368 | 2714.9617 | 161.5514 | 1500 | 89.2562 | 178.8003 | IBU | 173.5027
4 | 1987 | 1987-07-31 | 12279.7852 | 1 | 53.7051 | 0 | 0 | 0 | 0 | 2473.1882 | 1 | 1 | 320.8253 | 19.7268 | 2538.0757 | 156.0602 | 1500 | 92.2314 | 180.1249 | IBU | 0
4 | 1987 | 1987-08-31 | [19 empty] | 4402.083 | 270.6735 | 2881.9165 | 177.2021 | 2881.9165 | 177.2021
4 | 1987 | 1987-09-30 | [7 empty] | 2192.6758 | 1 | [10 empty] | 662.5464 | 39.4242 | 1887.9551 | 112.3411 | 662.5464 | 39.4242
4 | 1987 | 1987-10-31 | [19 empty] | 0 | 0 | 1710.2971 | 105.1621 | 0 | 0
4 | 1987 | 1987-11-30 | [19 empty] | 804.0923 | 47.8468 | 1824.7839 | 108.5822 | 804.0923 | 47.8468
4 | 1987 | 1987-12-31 | [19 empty] | 1750 | 107.6033 | 906.1927 | 55.7196 | 906.1927 | 55.7196
5 | 1988 | 1988-04-30 | 3250 | 0 | 51.3766 | 1 | 0 | 0 | 0 | 3432.6455 | 1 | 1 | 119.563 | 7.1145 | 472.9853 | 28.1446 | 764.9819 | 45.5196 | 63.1491 | UWFE | 0
5 | 1988 | 1988-05-31 | 6883.4614 | 1 | 51.0081 | 1 | 883.4614 | 54.3219 | 1 | 3330.7104 | 1 | 1 | 152.7916 | 9.3948 | 2086.3762 | 128.2863 | 1500 | 92.2314 | 161.0719 | IBU | 54.3219
5 | 1988 | 1988-06-30 | 10946.3818 | 1 | 51.773 | 1 | 946.3818 | 56.3136 | 1 | 2960.9358 | 1 | 1 | 203.7999 | 12.1269 | 2416.343 | 143.7824 | 1500 | 89.2562 | 167.2109 | IBU | 56.3136
5 | 1988 | 1988-07-31 | 11770.709 | 0 | 53.8941 | 0 | 0 | 0 | 0 | 2490.6526 | 1 | 1 | 242.1409 | 14.8887 | 2326.6448 | 143.0598 | 1500 | 92.2314 | 171.2056 | IBU | 0
5 | 1988 | 1988-08-31 | [19 empty] | 4408.833 | 271.0886 | 2363.9363 | 145.3528 | 2363.9363 | 145.3528
5 | 1988 | 1988-09-30 | [7 empty] | 2110.751 | 1 | [10 empty] | 116.9512 | 6.9591 | 1955.6698 | 116.3704 | 116.9512 | 6.9591
5 | 1988 | 1988-10-31 | [19 empty] | 0 | 0 | 1615.8914 | 99.3573 | 0 | 0
5 | 1988 | 1988-11-30 | [19 empty] | 1750 | 104.1322 | 1854.9026 | 110.3744 | 1750 | 104.1322
5 | 1988 | 1988-12-31 | [19 empty] | 1750 | 107.6033 | 1030.4749 | 63.3614 | 1030.4749 | 63.3614
4 | 1989 | 1989-04-30 | 3250 | 0 | 52.7766 | 1 | 0 | 0 | 0 | 4257.5254 | 1 | 1 | 278.5623 | 16.5756 | 448.3743 | 26.6801 | 1500 | 89.2562 | 110.8841 | UWFE | 0
4 | 1989 | 1989-05-31 | 10011.1777 | 1 | 50.9184 | 1 | 4011.1777 | 246.6377 | 1 | 3934.4817 | 1 | 1 | 317.6539 | 19.5318 | 2368.9407 | 145.6605 | 1500 | 92.2314 | 174.8275 | IBU | 174.8275
4 | 1989 | 1989-06-30 | 11206.9258 | 1 | 51.8006 | 1 | 1206.9258 | 71.8171 | 1 | 3457.8765 | 1 | 1 | 517.0754 | 30.7681 | 2621.4338 | 155.9861 | 1500 | 89.2562 | 182.6333 | IBU | 71.8171
4 | 1989 | 1989-07-31 | 12592.1465 | 1 | 53.2197 | 1 | 592.1465 | 36.4097 | 1 | 2918.8396 | 1 | 1 | 602.9781 | 37.0757 | 2442.8723 | 150.2064 | 1500 | 92.2314 | 185.8724 | IBU | 36.4097
4 | 1989 | 1989-08-31 | [19 empty] | 3857.2432 | 237.1726 | 2140.8633 | 131.6366 | 2140.8633 | 131.6366
4 | 1989 | 1989-09-30 | [7 empty] | 2659.4971 | 1 | [10 empty] | 2572.3196 | 153.0636 | 447.0371 | 26.6006 | 447.0371 | 26.6006
4 | 1989 | 1989-10-31 | [19 empty] | 861.293 | 52.9588 | 977.8716 | 60.127 | 861.293 | 52.9588
4 | 1989 | 1989-11-30 | [19 empty] | 0 | 0 | 1557.0393 | 92.6503 | 0 | 0
4 | 1989 | 1989-12-31 | [19 empty] | 814.1992 | 50.0632 | 2009.13 | 123.5366 | 814.1992 | 50.0632
5 | 1990 | 1990-04-30 | 3250 | 0 | 52.8373 | 1 | 0 | 0 | 0 | 3255.9824 | 1 | 1 | 164.3075 | 9.777 | 546.316 | 32.5081 | 0 | 0 | 21.1425 | UWFE | 0
5 | 1990 | 1990-05-31 | 5630.4985 | 0 | 52.4599 | 1 | 0 | 0 | 0 | 3362.0688 | 1 | 1 | 102.2972 | 6.29 | 1666.9429 | 102.4963 | 1500 | 92.2314 | 146.6246 | UWFE | 0
5 | 1990 | 1990-06-30 | 8063.2637 | 0 | 53.1812 | 1 | 0 | 0 | 0 | 3180.5684 | 1 | 1 | 206.6524 | 12.2967 | 2506.8408 | 149.1674 | 1500 | 89.2562 | 169.9882 | IBU | 0
5 | 1990 | 1990-07-31 | 12447.2793 | 1 | 53.9441 | 0 | 0 | 0 | 0 | 2634.7742 | 1 | 1 | 227.4379 | 13.9846 | 2326.6448 | 143.0598 | 1500 | 92.2314 | 170.7536 | IBU | 0
5 | 1990 | 1990-08-31 | [19 empty] | 3988.8555 | 245.2652 | 3233.8103 | 198.8392 | 3233.8103 | 198.8392
5 | 1990 | 1990-09-30 | [7 empty] | 2239.5178 | 1 | [10 empty] | 346.3169 | 20.6073 | 1878.5137 | 111.7793 | 346.3169 | 20.6073
5 | 1990 | 1990-10-31 | [19 empty] | 0 | 0 | 1555.899 | 95.6685 | 0 | 0
5 | 1990 | 1990-11-30 | [19 empty] | 914.3875 | 54.4098 | 1488.0623 | 88.5459 | 914.3875 | 54.4098
5 | 1990 | 1990-12-31 | [19 empty] | 1740.1353 | 106.9967 | 3086.0771 | 189.7555 | 1740.1353 | 106.9967
5 | 1991 | 1991-04-30 | 3250 | 0 | 52.1748 | 1 | 0 | 0 | 0 | 2608.7437 | 1 | 1 | 99.7862 | 5.9377 | 390.4396 | 23.2328 | 1454.1972 | 86.5307 | 101.116 | UWFE | 0
5 | 1991 | 1991-05-31 | 6746.2656 | 1 | 52.182 | 1 | 746.2656 | 45.8861 | 1 | 2510.0542 | 1 | 1 | 265.2039 | 16.3068 | 2166.2708 | 133.1988 | 1500 | 92.2314 | 166.9842 | UWFE | 0
5 | 1991 | 1991-06-30 | 7646.2861 | 0 | 53.8923 | 1 | 0 | 0 | 0 | 2234.7048 | 1 | 1 | 362.696 | 21.5819 | 2380.9109 | 141.674 | 1289.9731 | 76.7587 | 158.3867 | IBU | 0
5 | 1991 | 1991-07-31 | 8667.6562 | 0 | 56.067 | 0 | 0 | 0 | 0 | 1917.2408 | 1 | 1 | 424.0917 | 26.0764 | 2281.4834 | 140.2829 | 1500 | 92.2314 | 175.4111 | IBU | 0
5 | 1991 | 1991-08-31 | [19 empty] | 5271.8496 | 324.1534 | 3158.2446 | 194.1929 | 3158.2446 | 194.1929
5 | 1991 | 1991-09-30 | [7 empty] | 1656.5145 | 1 | [10 empty] | 1646.73 | 97.9872 | 2165.957 | 128.8834 | 1646.73 | 97.9872
5 | 1991 | 1991-10-31 | [19 empty] | 0 | 0 | 1365.7272 | 83.9753 | 0 | 0
5 | 1991 | 1991-11-30 | [19 empty] | 0 | 0 | 1633.0859 | 97.1754 | 0 | 0
5 | 1991 | 1991-12-31 | [19 empty] | 1750 | 107.6033 | 3048.8569 | 187.4669 | 1750 | 107.6033
5 | 1992 | 1992-04-30 | 3250 | 0 | 52.493 | 1 | 0 | 0 | 0 | 2746.1487 | 1 | 1 | 32.6924 | 1.9453 | 421.252 | 25.0662 | 1500 | 89.2562 | 102.762 | UWFE | 0
5 | 1992 | 1992-05-31 | 8644.7744 | 1 | 52.1234 | 1 | 2644.7744 | 162.6208 | 1 | 2460.4895 | 1 | 1 | 10.8133 | 0.66489 | 2317.094 | 142.4726 | 1500 | 92.2314 | 163.8001 | IBU | 162.6208
5 | 1992 | 1992-06-30 | 10366.1689 | 1 | 53.589 | 1 | 366.1689 | 21.7886 | 1 | 2027.7532 | 1 | 1 | 98.2616 | 5.847 | 2327.95 | 138.5226 | 1500 | 89.2562 | 161.441 | IBU | 21.7886
5 | 1992 | 1992-07-31 | 9934.8115 | 0 | 55.7412 | 0 | 0 | 0 | 0 | 1648.2286 | 1 | 1 | 123.6506 | 7.603 | 2316.5049 | 142.4363 | 1500 | 92.2314 | 167.2511 | IBU | 0
5 | 1992 | 1992-08-31 | [19 empty] | 4620.1118 | 284.0796 | 2159.7166 | 132.7958 | 2159.7166 | 132.7958
5 | 1992 | 1992-09-30 | [7 empty] | 1352.7612 | 1 | [10 empty] | 1769.3413 | 105.2831 | 1930.2186 | 114.856 | 1769.3413 | 105.2831
5 | 1992 | 1992-10-31 | [19 empty] | 0 | 0 | 1311.413 | 80.6356 | 0 | 0
5 | 1992 | 1992-11-30 | [19 empty] | 168.8184 | 10.0454 | 1543.502 | 91.8447 | 168.8184 | 10.0454
5 | 1992 | 1992-12-31 | [19 empty] | 1750 | 107.6033 | 1778.0541 | 109.3283 | 1750 | 107.6033
2 | 1993 | 1993-04-30 | 4509.7061 | 0 | 48.9067 | 1 | 0 | 0 | 0 | 4552 | 1 | 0 | 455.0761 | 27.0789 | 445.3607 | 26.5008 | 1500 | 89.2562 | 116.0461 | UWFE | 0
2 | 1993 | 1993-05-31 | 9188.9971 | 1 | 49.4169 | 1 | 3188.9971 | 196.0838 | 1 | 4552 | 1 | 0 | 533.4691 | 32.8017 | 1840.1045 | 113.1436 | 1500 | 92.2314 | 165.2041 | UWFE | 0
2 | 1993 | 1993-06-30 | 8366.6104 | 0 | 51.3336 | 1 | 0 | 0 | 0 | 4500 | 1 | 0 | 1014.9424 | 60.3933 | 2171.2505 | 129.1984 | 1500 | 89.2562 | 184.052 | UWFE | 0
2 | 1993 | 1993-07-31 | 14804.3574 | 1 | 51.5176 | 1 | 2804.3574 | 172.4332 | 1 | 3787.8994 | 1 | 0 | 1376.938 | 84.6646 | 2562.8928 | 157.5861 | 1500 | 92.2314 | 213.3568 | IBU | 0
2 | 1993 | 1993-08-31 | [19 empty] | 2623.6367 | 161.3211 | 168.4309 | 10.3564 | 168.4309 | 10.3564
2 | 1993 | 1993-09-30 | [7 empty] | 3136.0269 | 1 | [10 empty] | 0 | 0 | 0 | 0 | 0 | 0
2 | 1993 | 1993-10-31 | [19 empty] | 0 | 0 | 766.8776 | 47.1535 | 0 | 0
2 | 1993 | 1993-11-30 | [19 empty] | 0 | 0 | 1359.8875 | 80.9189 | 0 | 0
2 | 1993 | 1993-12-31 | [19 empty] | 1750 | 107.6033 | 188.4672 | 11.5884 | 188.4672 | 11.5884
5 | 1994 | 1994-04-30 | 3250 | 0 | 52.7826 | 1 | 0 | 0 | 0 | 3428.3069 | 1 | 1 | 498.4775 | 29.6615 | 517.5126 | 30.7941 | 84.6377 | 5.0363 | 35.2641 | UWFE | 0
5 | 1994 | 1994-05-31 | 5763.4956 | 0 | 52.982 | 1 | 0 | 0 | 0 | 3315.4983 | 1 | 1 | 494.2436 | 30.3899 | 1839.6367 | 113.1149 | 1248.3179 | 76.7561 | 148.5084 | UWFE | 0
5 | 1994 | 1994-06-30 | 10365.8281 | 1 | 52.7767 | 1 | 365.8281 | 21.7683 | 1 | 2912.751 | 1 | 1 | 825.048 | 49.0938 | 2477.7227 | 147.4347 | 1500 | 89.2562 | 187.5205 | IBU | 21.7683
5 | 1994 | 1994-07-31 | 14755.168 | 1 | 54.302 | 0 | 0 | 0 | 0 | 2260.9143 | 1 | 1 | 905.8442 | 55.6982 | 2281.4834 | 140.2829 | 1500 | 92.2314 | 190.222 | IBU | 0
5 | 1994 | 1994-08-31 | [19 empty] | 3435.9502 | 211.2683 | 3456.2131 | 212.5143 | 3435.9502 | 211.2683
5 | 1994 | 1994-09-30 | [7 empty] | 1881.7787 | 1 | [10 empty] | 1593.1025 | 94.7962 | 676.5198 | 40.2557 | 676.5198 | 40.2557
5 | 1994 | 1994-10-31 | [19 empty] | 462.5039 | 28.4383 | 1343.8326 | 82.629 | 462.5039 | 28.4383
5 | 1994 | 1994-11-30 | [19 empty] | 1750 | 104.1322 | 1050.6527 | 62.5182 | 1050.6527 | 62.5182
5 | 1994 | 1994-12-31 | [19 empty] | 1750 | 107.6033 | 2007.3435 | 123.4267 | 1750 | 107.6033
1 | 1995 | 1995-04-30 | 7633.5703 | 1 | 49.0969 | 1 | 1633.5703 | 97.2042 | 1 | 4216.7998 | 1 | 0 | 350.993 | 20.8855 | 420.7498 | 25.0364 | 1500 | 89.2562 | 112.2171 | UWFE | 0
1 | 1995 | 1995-05-31 | 10509.7539 | 1 | 50.2522 | 1 | 4509.7539 | 277.294 | 1 | 4552 | 1 | 0 | 475.4329 | 29.2332 | 1824.5505 | 112.1872 | 1500 | 92.2314 | 162.9416 | UWFE | 0
1 | 1995 | 1995-06-30 | 8446.6553 | 0 | 52.6933 | 1 | 0 | 0 | 0 | 4500 | 1 | 0 | 1088.7784 | 64.7868 | 2195.2346 | 130.6255 | 1500 | 89.2562 | 186.9624 | UWFE | 0
1 | 1995 | 1995-07-31 | 9700.04 | 0 | 53.9958 | 0 | 0 | 0 | 0 | 4150 | 1 | 0 | 1360.5388 | 83.6563 | 2616.6782 | 160.8933 | 1500 | 92.2314 | 214.5062 | UWFE | 0
1 | 1995 | 1995-08-31 | [19 empty] | 0 | 0 | 0 | 0 | 0 | 0
1 | 1995 | 1995-09-30 | [7 empty] | 3358.3606 | 1 | [10 empty] | 0 | 0 | 0 | 0 | 0 | 0
1 | 1995 | 1995-10-31 | [19 empty] | 0 | 0 | 122.3081 | 7.5204 | 0 | 0
1 | 1995 | 1995-11-30 | [19 empty] | 0 | 0 | 1767.1361 | 105.1519 | 0 | 0
1 | 1995 | 1995-12-31 | [19 empty] | 1576.7434 | 96.9502 | 0 | 0 | 0 | 0
1 | 1996 | 1996-04-30 | 3250 | 0 | 52.7298 | 1 | 0 | 0 | 0 | 4477.1421 | 1 | 0 | 334.4975 | 19.904 | 392.1207 | 23.3328 | 1500 | 89.2562 | 110.8746 | UWFE | 0
1 | 1996 | 1996-05-31 | 10559.1572 | 1 | 51.3896 | 1 | 4559.1572 | 280.3317 | 1 | 4552 | 1 | 0 | 391.3481 | 24.0631 | 1692.3414 | 104.058 | 1500 | 92.2314 | 156.2919 | UWFE | 0
1 | 1996 | 1996-06-30 | 7585.7358 | 0 | 53.9003 | 1 | 0 | 0 | 0 | 4421.0039 | 1 | 0 | 1206.4504 | 71.7888 | 2328.5349 | 138.5574 | 1500 | 89.2562 | 194.4293 | UWFE | 0
1 | 1996 | 1996-07-31 | 15098.1074 | 1 | 53.1027 | 1 | 3098.1074 | 190.4952 | 1 | 3708.6375 | 1 | 0 | 1377.7275 | 84.7132 | 2521.4749 | 155.0394 | 1500 | 92.2314 | 212.1077 | IBU | 0
1 | 1996 | 1996-08-31 | [19 empty] | 2643.0195 | 162.5129 | 0 | 0 | 0 | 0
1 | 1996 | 1996-09-30 | [7 empty] | 3012.9866 | 1 | [10 empty] | 0 | 0 | 0 | 0 | 0 | 0
1 | 1996 | 1996-10-31 | [19 empty] | 0 | 0 | 729.4923 | 44.8547 | 0 | 0
1 | 1996 | 1996-11-30 | [19 empty] | 0 | 0 | 1822.4231 | 108.4417 | 0 | 0
1 | 1996 | 1996-12-31 | [19 empty] | 0 | 0 | 0 | 0 | 0 | 0
1 | 1997 | 1997-04-30 | 3250 | 0 | 50.8003 | 1 | 0 | 0 | 0 | 4284.2432 | 1 | 0 | 312.3136 | 18.584 | 564.3975 | 33.584 | 1500 | 89.2562 | 115.3402 | UWFE | 0
1 | 1997 | 1997-05-31 | 8600.0205 | 1 | 50.1142 | 1 | 2600.0205 | 159.869 | 1 | 4051.2034 | 1 | 0 | 869.6248 | 53.4711 | 2219.1101 | 136.4478 | 1500 | 92.2314 | 187.1909 | UWFE | 0
1 | 1997 | 1997-06-30 | 8785.292 | 0 | 50.8682 | 1 | 0 | 0 | 0 | 3776.1697 | 1 | 0 | 771.6758 | 45.9179 | 2299.1306 | 136.8078 | 1500 | 89.2562 | 180.619 | IBU | 0
1 | 1997 | 1997-07-31 | 15565.1084 | 1 | 51.0289 | 1 | 3565.1084 | 219.21 | 1 | 3132.1919 | 1 | 0 | 889.0089 | 54.663 | 2607.4685 | 160.327 | 1500 | 92.2314 | 199.7264 | IBU | 0
1 | 1997 | 1997-08-31 | [19 empty] | 3755.5811 | 230.9217 | 0 | 0 | 0 | 0
1 | 1997 | 1997-09-30 | [7 empty] | 2308.707 | 1 | [10 empty] | 0 | 0 | 0 | 0 | 0 | 0
1 | 1997 | 1997-10-31 | [19 empty] | 0 | 0 | 1005.2963 | 61.8133 | 0 | 0
1 | 1997 | 1997-11-30 | [19 empty] | 0 | 0 | 1155.1072 | 68.7337 | 0 | 0
1 | 1997 | 1997-12-31 | [19 empty] | 1750 | 107.6033 | 0 | 0 | 0 | 0
1 | 1998 | 1998-04-30 | 3250 | 0 | 51.3116 | 1 | 0 | 0 | 0 | 4367.8267 | 1 | 0 | 36.427 | 2.1676 | 359.4735 | 21.3902 | 1500 | 89.2562 | 101.0351 | UWFE | 0
1 | 1998 | 1998-05-31 | 14100.6455 | 1 | 48.4348 | 1 | 8100.6455 | 498.0893 | 1 | 4552 | 1 | 0 | 95.1975 | 5.8535 | 1202.3903 | 73.9321 | 1500 | 92.2314 | 132.1242 | UWFE | 0
1 | 1998 | 1998-06-30 | 16775.6562 | 1 | 50.811 | 1 | 6775.6562 | 403.1795 | 1 | 4500 | 1 | 0 | 1109.7554 | 66.035 | 2242.2817 | 133.425 | 1500 | 89.2562 | 188.9862 | UWFE | 0
1 | 1998 | 1998-07-31 | 14362.4873 | 1 | 53.3619 | 1 | 2362.4873 | 145.2637 | 1 | 4150 | 1 | 0 | 1396.9746 | 85.8966 | 2616.6782 | 160.8933 | 1500 | 92.2314 | 215.6264 | UWFE | 0
1 | 1998 | 1998-08-31 | [19 empty] | 0 | 0 | 0 | 0 | 0 | 0
1 | 1998 | 1998-09-30 | [7 empty] | 3400 | 1 | [10 empty] | 0 | 0 | 0 | 0 | 0 | 0
1 | 1998 | 1998-10-31 | [19 empty] | 0 | 0 | 53.2493 | 3.2742 | 0 | 0
1 | 1998 | 1998-11-30 | [19 empty] | 0 | 0 | 0 | 0 | 0 | 0
1 | 1998 | 1998-12-31 | [19 empty] | 0 | 0 | 0 | 0 | 0 | 0
1 | 1999 | 1999-04-30 | 3438.0725 | 0 | 51.1898 | 1 | 0 | 0 | 0 | 4552.1001 | 1 | 0 | 141.0689 | 8.3942 | 412.2113 | 24.5283 | 1500 | 89.2562 | 105.7174 | UWFE | 0
1 | 1999 | 1999-05-31 | 8437.208 | 1 | 50.6934 | 1 | 2437.208 | 149.8581 | 1 | 4552 | 1 | 0 | 838.4514 | 51.5544 | 2288.5784 | 140.7192 | 1500 | 92.2314 | 188.3682 | UWFE | 0
1 | 1999 | 1999-06-30 | 8144.7666 | 0 | 51.8515 | 1 | 0 | 0 | 0 | 4382.9727 | 1 | 0 | 1060.0844 | 63.0794 | 2226.5994 | 132.4919 | 1500 | 89.2562 | 187.0418 | UWFE | 0
1 | 1999 | 1999-07-31 | 16000 | 1 | 51.2936 | 1 | 4000 | 245.9504 | 1 | 3724.7222 | 1 | 0 | 1277.9015 | 78.5751 | 2616.6782 | 160.8933 | 1500 | 92.2314 | 211.9656 | IBU | 0
1 | 1999 | 1999-08-31 | [19 empty] | 2286.5068 | 140.5918 | 0 | 0 | 0 | 0
1 | 1999 | 1999-09-30 | [7 empty] | 2879.5078 | 1 | [10 empty] | 0 | 0 | 0 | 0 | 0 | 0
1 | 1999 | 1999-10-31 | [19 empty] | 0 | 0 | 1020.4208 | 62.7432 | 0 | 0
1 | 1999 | 1999-11-30 | [19 empty] | 0 | 0 | 1214.3295 | 72.2576 | 0 | 0
1 | 1999 | 1999-12-31 | [19 empty] | 0 | 0 | 0 | 0 | 0 | 0
2 | 2000 | 2000-04-30 | 3250 | 0 | 53.5498 | 1 | 0 | 0 | 0 | 4550.5093 | 1 | 0 | 37.465 | 2.2293 | 403.1705 | 23.9903 | 1500 | 89.2562 | 102.366 | UWFE | 0
2 | 2000 | 2000-05-31 | 7298.4775 | 1 | 51.9819 | 1 | 1298.4775 | 79.8403 | 1 | 4552 | 1 | 0 | 651.5164 | 40.0602 | 1855.6586 | 114.1 | 1500 | 92.2314 | 169.3115 | UWFE | 0
2 | 2000 | 2000-06-30 | 12915.8477 | 1 | 51.9336 | 1 | 2915.8477 | 173.505 | 1 | 4064.6836 | 1 | 0 | 1133.9868 | 67.4769 | 2300.9248 | 136.9145 | 1500 | 89.2562 | 191.4519 | IBU | 0
2 | 2000 | 2000-07-31 | 16243.5498 | 1 | 51.9685 | 1 | 4243.5498 | 260.9257 | 1 | 3391.2625 | 1 | 0 | 1372.8363 | 84.4124 | 2562.8928 | 157.5861 | 1500 | 92.2314 | 213.2307 | IBU | 0
2 | 2000 | 2000-08-31 | [19 empty] | 1269.6641 | 78.0686 | 0 | 0 | 0 | 0
2 | 2000 | 2000-09-30 | [7 empty] | 2897.0579 | 1 | [10 empty] | 0 | 0 | 0 | 0 | 0 | 0
2 | 2000 | 2000-10-31 | [19 empty] | 0 | 0 | 877.7862 | 53.973 | 0 | 0
2 | 2000 | 2000-11-30 | [19 empty] | 0 | 0 | 1047.9904 | 62.3598 | 0 | 0
2 | 2000 | 2000-12-31 | [19 empty] | 0 | 0 | 1045.7059 | 64.298 | 0 | 0
4 | 2001 | 2001-04-30 | 3250 | 0 | 51.856 | 1 | 0 | 0 | 0 | 3754.8384 | 1 | 1 | 153.8719 | 9.156 | 425.2702 | 25.3053 | 1418.6572 | 84.416 | 101.6466 | UWFE | 0
4 | 2001 | 2001-05-31 | 9349.0918 | 1 | 51.6698 | 1 | 3349.0918 | 205.9276 | 1 | 3513.1182 | 1 | 1 | 131.5108 | 8.0863 | 2330.0557 | 143.2695 | 1500 | 92.2314 | 167.9093 | IBU | 167.9093
4 | 2001 | 2001-06-30 | 13580.4258 | 1 | 52.1295 | 1 | 3580.4258 | 213.0501 | 1 | 3084.426 | 1 | 1 | 341.7346 | 20.3346 | 2635.1208 | 156.8006 | 1500 | 89.2562 | 177.8238 | IBU | 177.8238
4 | 2001 | 2001-07-31 | 11758.25 | 0 | 54.3565 | 0 | 0 | 0 | 0 | 2758.9373 | 1 | 1 | 395.1577 | 24.2973 | 2538.0757 | 156.0602 | 1500 | 92.2314 | 182.4101 | IBU | 0
4 | 2001 | 2001-08-31 | [19 empty] | 4243.5518 | 260.9258 | 2668.2903 | 164.0668 | 2668.2903 | 164.0668
4 | 2001 | 2001-09-30 | [7 empty] | 2536.1399 | 1 | [10 empty] | 658.2197 | 39.1668 | 1212.2628 | 72.1346 | 658.2197 | 39.1668
4 | 2001 | 2001-10-31 | [19 empty] | 0 | 0 | 1937.2272 | 119.1155 | 0 | 0
4 | 2001 | 2001-11-30 | [19 empty] | 1750 | 104.1322 | 1367.0464 | 81.3449 | 1367.0464 | 81.3449
4 | 2001 | 2001-12-31 | [19 empty] | 0 | 0 | 0 | 0 | 0 | 0
4 | 2002 | 2002-04-30 | 3790.3257 | 0 | 51.3936 | 1 | 0 | 0 | 0 | 4552.1001 | 1 | 1 | 592.5997 | 35.2621 | 570.9269 | 33.9725 | 1500 | 89.2562 | 123.8735 | UWFE | 0
4 | 2002 | 2002-05-31 | 8129.605 | 1 | 50.4231 | 1 | 2129.605 | 130.9443 | 1 | 4345.9795 | 1 | 1 | 512.009 | 31.4822 | 2032.462 | 124.9712 | 1500 | 92.2314 | 170.4581 | UWFE | 0
4 | 2002 | 2002-06-30 | 11090.0508 | 1 | 51.0783 | 1 | 1090.0508 | 64.8625 | 1 | 3872.0471 | 1 | 1 | 765.8829 | 45.5732 | 2710.3994 | 161.28 | 1500 | 89.2562 | 192.6828 | IBU | 64.8625
4 | 2002 | 2002-07-31 | 14797.6426 | 1 | 51.4997 | 1 | 2797.6426 | 172.0203 | 1 | 3213.6313 | 1 | 1 | 838.2012 | 51.539 | 2538.0757 | 156.0602 | 1500 | 92.2314 | 196.031 | IBU | 172.0203
4 | 2002 | 2002-08-31 | [19 empty] | 4012.7979 | 246.7373 | 1265.3412 | 77.8028 | 1265.3412 | 77.8028
4 | 2002 | 2002-09-30 | [7 empty] | 2964.5288 | 1 | [10 empty] | 1017.0933 | 60.5213 | 1150.0072 | 68.4302 | 1017.0933 | 60.5213
4 | 2002 | 2002-10-31 | [19 empty] | 0 | 0 | 1966.7502 | 120.9308 | 0 | 0
4 | 2002 | 2002-11-30 | [19 empty] | 0 | 0 | 797.5587 | 47.458 | 0 | 0
4 | 2002 | 2002-12-31 | [19 empty] | 0 | 0 | 0 | 0 | 0 | 0
OFF
ON

## Calc-Upper1+SHA
Controls | Keswick |  |  | Clear Creek Temp |  |  | Shasta Storage |  |  | WYT Control |  |  |  | Release Schedule |  |  | Delevan Release |  |  | Flow Below Red Bluff |  |  | Flow Below Hamilton City |  |  | UWFE Restriction
| April | 6000 | Minimum rule for exchange | April | 99999 | No rule | April | 99999 | No rule | W | 1 | 0 |  | Aug | 1 |  | April | 1500 |  | April | 3250 |  | April | 4000 |  | 2
| May | 6000 | Minimum rule for exchange | May | 56 | Max for pre-critical | May | 99999 | No rule | AN | 2 | 0 |  | Sep | 1 |  | May | 1500 |  | May | 3250 |  | May | 4000
| Jun | 10000 | Minimum rule for exchange | Jun | 56 | Max for pre-critical | Jun | 99999 | No rule | BN | 3 | 0 |  | Oct | 1 |  | Jun | 1500 |  | Jun | 3250 |  | Jun | 4000
| Jul | 12000 | Minimum rule for exchange | Jul | 53.5 | Max critical season (Jul 1) | Jul | 99999 | No rule | D | 4 | 1 |  | Nov | 1 |  | Jul | 1500 |  | Jul | 3250 |  | Jul | 4000
| Aug | 12000 | Temperature control minimum |  |  |  | Sep - low | 1900 | Max Projected September Storage | C | 5 | 1 |  | Dec | 1
| Sep | 6000 | Temperature control minimum |  |  |  | Sep - high | 99999
| Oct | 5000 | Temperature control minimum
| Nov | 5000 | Optimal WUA level
| Dec | 5000 | Optimal WUA level | [26 empty] | Apr - Jul | Apr - Jul | Apr - Jul | Aug-Dec | Aug-Dec | Aug-Dec | Apr-Dec
|  |  | Keswick Flow |  | Clear Creek Temp |  | Upstream |  |  | Shasta Storage |  | WYT Control | TC Diversion |  | GC Diversion |  | Delevan Release Available |  | Sac River Exchangeable | COA Condition | Exchangeable Water | Potential Temperature Control/WUA Flow |  | Banks Capacity |  | Diversion Capacity |  |  |  | 1 | 2 | 1 & 2 | 3 | 4 | 3 & 4 | 1 - 4
WYT (Jan-Dec) |  |  | CFS | Flag | F | Flag | CFS | TAF | Flag | TAF | Flag | Flag | CFS | TAF | CFS | TAF | CFS | TAF | TAF |  | TAF | CFS | TAF | CFS | TAF | CFS | TAF |  | WYT | Upstream Water | Reduceable Diversions | Exchangeable Water | Habitat Improvement | Banks Capacity | Diversion Capacity | Storable Water
1 | 1922 | 1922-04-30 | 4490.9214 | 0 | 53.8048 | 1 | 0 | 0 | 0 | 4552 | 1 | 0 | 373.6106 | 22.2314 | 533.2571 | 31.731 | 1500 | 89.2562 | 116.2374 | UWFE | 0 | [6 empty] | 1922 | 1 | 375.879 | 704.3698 | 0 | 208.7085 | 131.7231 | 24.9745 | 0 | Storable Water
1 | 1922 | 1922-05-31 | 11232.6396 | 1 | 55.4084 | 1 | 5232.6396 | 321.7425 | 1 | 4552 | 1 | 0 | 868.2706 | 53.3879 | 2241.9163 | 137.8501 | 1500 | 92.2314 | 187.8504 | UWFE | 0 | [6 empty] | 1923 | 3 | 198.6744 | 652.5345 | 0 | 308.1013 | 218.305 | 44.2521 | 0 | LT | 36.6111
1 | 1922 | 1922-06-30 | 10909.7949 | 1 | 53.3298 | 1 | 909.7949 | 54.1366 | 1 | 4241.4727 | 1 | 0 | 1108.193 | 65.9421 | 2347.4187 | 139.6811 | 1500 | 89.2562 | 192.0678 | UWFE | 0 | [6 empty] | 1924 | 5 | 161.1438 | 617.918 | 0 | 509.4642 | 598.658 | 394.8458 | 0 | DP | 61.7216
1 | 1922 | 1922-07-31 | 12170.3496 | 1 | 54.132 | 0 | 0 | 0 | 0 | 3788.6909 | 1 | 0 | 1209.6676 | 74.3796 | 2562.8928 | 157.5861 | 1500 | 92.2314 | 208.2143 | IBU | 0 | [6 empty] | 1925 | 4 | 43.7915 | 654.487 | 42.7647 | 228.3009 | 376.9674 | 194.0022 | 42.7647 | W | 0
1 | 1922 | 1922-08-31 | [19 empty] | 1238.1475 | 76.1307 | 0 | 0 | 0 | 0 | 1926 | 4 | 194.1076 | 628.7493 | 173.3633 | 529.4568 | 222.8758 | 151.4506 | 151.4506 | AN | 0
1 | 1922 | 1922-09-30 | [7 empty] | 2693.5151 | 1 | [10 empty] | 0 | 0 | 136.4151 | 8.1173 | 0 | 0 | 1927 | 2 | 577.1707 | 702.4023 | 0 | 137.625 | 102.3285 | 8.0681 | 0 | BN | 0
1 | 1922 | 1922-10-31 | [19 empty] | 406.1709 | 24.9745 | 940.9135 | 57.8545 | 406.1709 | 24.9745 | 1928 | 2 | 530.6434 | 653.2723 | 0 | 107.6033 | 112.6907 | 0 | 0 | D | 142.743
1 | 1922 | 1922-11-30 | [19 empty] | 0 | 0 | 1104.9873 | 65.7513 | 0 | 0 | 1929 | 5 | 127.9222 | 580.1331 | 0 | 444.807 | 547.3502 | 342.5824 | 0 | C | 9.2196
1 | 1922 | 1922-12-31 | [19 empty] | 1750 | 107.6033 | 0 | 0 | 0 | 0 | 1930 | 4 | 0 | 613.883 | 0 | 575.7467 | 529.9975 | 406.818 | 0
3 | 1923 | 1923-04-30 | 3250 | 0 | 52.3498 | 1 | 0 | 0 | 0 | 3743.0518 | 1 | 0 | 244.4835 | 14.5478 | 427.7815 | 25.4548 | 1500 | 89.2562 | 109.2575 | UWFE | 0 | [6 empty] | 1931 | 5 | 174.2347 | 600.0615 | 0 | 608.123 | 417.2065 | 318.6413 | 0 | 36.6111 | 15 | 195.3745
3 | 1923 | 1923-05-31 | 9231.1299 | 1 | 55.4485 | 1 | 3231.1299 | 198.6744 | 1 | 3524.2053 | 1 | 0 | 301.417 | 18.5334 | 2265.7722 | 139.3169 | 1500 | 92.2314 | 171.1566 | UWFE | 0 | [6 empty] | 1932 | 5 | 0 | 577.6735 | 0 | 603.2969 | 468.2117 | 361.7228 | 0 | 15 | 16 | 185.3434
3 | 1923 | 1923-06-30 | 9187.7715 | 0 | 53.1515 | 1 | 0 | 0 | 0 | 3273.1863 | 1 | 0 | 530.3787 | 31.5597 | 2621.1877 | 155.9715 | 1500 | 89.2562 | 183.0218 | IBU | 0 | [6 empty] | 1933 | 5 | 30.8252 | 581.3961 | 0 | 605.1367 | 364.8249 | 323.6605 | 0 | 30 | 16 | 185.3434
3 | 1923 | 1923-07-31 | 11611.9492 | 0 | 55.3772 | 0 | 0 | 0 | 0 | 2867.1321 | 1 | 0 | 613.4034 | 37.7167 | 2537.3855 | 156.0178 | 1500 | 92.2314 | 189.0986 | IBU | 0 | [6 empty] | 1934 | 5 | 61.1408 | 586.0952 | 0 | 772.6747 | 541.7066 | 492.3419 | 0 | 60 | 14 | 206.2752
3 | 1923 | 1923-08-31 | [19 empty] | 2981.1094 | 183.3013 | 223.2617 | 13.7278 | 223.2617 | 13.7278 | 1935 | 4 | 0 | 621.904 | 0 | 621.5256 | 121.2343 | 121.2343 | 0 | 90 | 14 | 206.2752
3 | 1923 | 1923-09-30 | [7 empty] | 2596.2393 | 1 | [10 empty] | 1584.356 | 94.2757 | 0 | 0 | 0 | 0 | 1936 | 3 | 0 | 640.0658 | 0 | 350.6484 | 178.0867 | 59.25 | 0 | 100 | 14 | 206.2752
3 | 1923 | 1923-10-31 | [19 empty] | 393.6621 | 24.2053 | 906.5126 | 55.7393 | 393.6621 | 24.2053 | 1937 | 4 | 0 | 644.8553 | 0 | 207.0463 | 104.7467 | 93.6833 | 0 | 120 | 13 | 213.6321
3 | 1923 | 1923-11-30 | [19 empty] | 0 | 0 | 1181.5662 | 70.3081 | 0 | 0 | 1938 | 1 | 467.8515 | 685.2986 | 0 | 113.1956 | 2.9733 | 0 | 0 | 150 | 11 | 226.5904
3 | 1923 | 1923-12-31 | [19 empty] | 102.7681 | 6.319 | 1277.1647 | 78.5298 | 102.7681 | 6.319 | 1939 | 3 | 397.2899 | 676.8093 | 0 | 138.9054 | 623.408 | 136.135 | 0 | 180 | 7 | 265.4627
5 | 1924 | 1924-04-30 | 5624.3779 | 0 | 51.9006 | 1 | 0 | 0 | 0 | 2500 | 1 | 1 | 202.0041 | 12.0201 | 537.101 | 31.9597 | 1411.9502 | 84.0169 | 106.0068 | IBU | 0 | [6 empty] | 1940 | 2 | 229.3982 | 663.7744 | 0 | 28.5287 | 129.2047 | 0 | 0 | 210 | 6 | 277.5776
5 | 1924 | 1924-05-31 | 8620.7529 | 1 | 55.0898 | 1 | 2620.7529 | 161.1438 | 1 | 2135.3757 | 1 | 1 | 220.0907 | 13.5328 | 2324.4033 | 142.922 | 1500 | 92.2314 | 170.4588 | IBU | 0 | [6 empty] | 1941 | 1 | 840.2123 | 667.1199 | 0 | 7.8196 | 62.0051 | 2.5746 | 0 | 240 | 5 | 290.9122
5 | 1924 | 1924-06-30 | 8906.1973 | 0 | 56.1863 | 0 | 0 | 0 | 0 | 1764.8621 | 1 | 1 | 251.7825 | 14.9821 | 2484.0364 | 147.8104 | 1500 | 89.2562 | 170.6525 | IBU | 0 | [6 empty] | 1942 | 1 | 277.6817 | 681.4633 | 0 | 176.7011 | 142.9707 | 0 | 0
5 | 1924 | 1924-07-31 | 9371.8037 | 0 | 55.104 | 0 | 0 | 0 | 0 | 1413.5541 | 1 | 1 | 274.1045 | 16.854 | 2281.4834 | 140.2829 | 1500 | 92.2314 | 170.7999 | IBU | 0 | [6 empty] | 1943 | 1 | 317.6537 | 677.9353 | 0 | 140.5249 | 283.8382 | 21.0046 | 0
5 | 1924 | 1924-08-31 | [19 empty] | 3865.5312 | 237.6823 | 3013.0115 | 185.2629 | 3013.0115 | 185.2629 | 1944 | 4 | 0 | 536.4356 | 0 | 469.3441 | 425.3561 | 259.732 | 0
5 | 1924 | 1924-09-30 | [7 empty] | 953.8166 | 0 | [10 empty] | 0 | 0 | 1832.2587 | 109.027 | 0 | 0 | 1945 | 3 | 114.7313 | 638.1036 | 0 | 151.1981 | 122.3942 | 48.5012 | 0
5 | 1924 | 1924-10-31 | [19 empty] | 976.561 | 60.0464 | 661.1058 | 40.6498 | 661.1058 | 40.6498 | 1946 | 2 | 407.8843 | 703.6485 | 0 | 125.164 | 168.4989 | 0 | 0
5 | 1924 | 1924-11-30 | [19 empty] | 1750 | 104.1322 | 1030.6826 | 61.3299 | 1030.6826 | 61.3299 | 1947 | 4 | 277.5591 | 637.8422 | 277.5591 | 503.605 | 397.171 | 333.0747 | 277.5591
5 | 1924 | 1924-12-31 | [19 empty] | 1750 | 107.6033 | 3291.533 | 202.3885 | 1750 | 107.6033 | 1948 | 3 | 208.5768 | 636.5966 | 0 | 310.6593 | 206.4982 | 138.6414 | 0
4 | 1925 | 1925-04-30 | 3250 | 0 | 49.611 | 1 | 0 | 0 | 0 | 4202.8247 | 1 | 1 | 154.969 | 9.2213 | 375.546 | 22.3465 | 1500 | 89.2562 | 105.0401 | UWFE | 0 | [6 empty] | 1949 | 4 | 193.3107 | 668.0887 | 156.3879 | 312.2882 | 433.9174 | 254.0204 | 156.3879
4 | 1925 | 1925-05-31 | 6016.6982 | 1 | 50.3644 | 1 | 16.6982 | 1.0267 | 1 | 4282.1665 | 1 | 1 | 377.7913 | 23.2295 | 1796.5596 | 110.4661 | 1500 | 92.2314 | 159.0792 | UWFE | 0 | [6 empty] | 1950 | 4 | 24.3918 | 648.7087 | 0 | 242.1914 | 112.0731 | 26.8744 | 0
4 | 1925 | 1925-06-30 | 9612.4141 | 0 | 50.7997 | 1 | 0 | 0 | 0 | 3989.9407 | 1 | 1 | 794.0576 | 47.2497 | 2591.7786 | 154.2215 | 1500 | 89.2562 | 189.9918 | IBU | 0 | [6 empty] | 1951 | 2 | 318.2121 | 645.2134 | 0 | 42.7948 | 123.9875 | 0 | 0
4 | 1925 | 1925-07-31 | 12695.502 | 1 | 51.4569 | 1 | 695.502 | 42.7647 | 1 | 3437.5415 | 1 | 1 | 979.5245 | 60.2286 | 2538.0757 | 156.0602 | 1500 | 92.2314 | 200.3758 | IBU | 42.7647 | [6 empty] | 1952 | 1 | 697.7898 | 685.729 | 0 | 11.6006 | 58.6101 | 0 | 0
4 | 1925 | 1925-08-31 | [19 empty] | 2170.4141 | 133.4536 | 1755.4484 | 107.9383 | 1755.4484 | 107.9383 | 1953 | 1 | 393.9429 | 699.8034 | 0 | 129.2002 | 184.1661 | 7.2795 | 0
4 | 1925 | 1925-09-30 | [7 empty] | 2972.5574 | 1 | [10 empty] | 123.396 | 7.3426 | 601.6094 | 35.7982 | 123.396 | 7.3426 | 1954 | 2 | 628.7595 | 682.9989 | 0 | 175.7517 | 98.617 | 0 | 0
4 | 1925 | 1925-10-31 | [19 empty] | 0 | 0 | 1509.1989 | 92.797 | 0 | 0 | 1955 | 4 | 146.3993 | 650.4859 | 146.3993 | 420.001 | 316.7675 | 229.8801 | 146.3993
4 | 1925 | 1925-11-30 | [19 empty] | 0 | 0 | 1037.1134 | 61.7125 | 0 | 0 | 1956 | 1 | 238.4128 | 688.1348 | 0 | 152.1915 | 69.8032 | 0 | 0
4 | 1925 | 1925-12-31 | [19 empty] | 1423.1292 | 87.5048 | 1280.2795 | 78.7213 | 1280.2795 | 78.7213 | 1957 | 2 | 515.4997 | 678.5345 | 0 | 99.7405 | 311.108 | 59.8271 | 0
4 | 1926 | 1926-04-30 | 3250 | 0 | 51.2123 | 1 | 0 | 0 | 0 | 3896.7319 | 1 | 1 | 52.2226 | 3.1075 | 311.7583 | 18.5509 | 1500 | 89.2562 | 100.0854 | UWFE | 0 | [6 empty] | 1958 | 1 | 412.3229 | 667.2833 | 0 | 2.5494 | 93.3707 | 0 | 0
4 | 1926 | 1926-05-31 | 8995.4434 | 1 | 50.1938 | 1 | 2995.4434 | 184.1826 | 1 | 3570.7637 | 1 | 1 | 105.3316 | 6.4766 | 2210.8083 | 135.9373 | 1500 | 92.2314 | 163.4384 | IBU | 163.4384 | [6 empty] | 1959 | 3 | 504.1242 | 681.4201 | 0 | 81.4049 | 344.7632 | 46.3041 | 0
4 | 1926 | 1926-06-30 | 10166.7949 | 1 | 51.8018 | 1 | 166.7949 | 9.925 | 1 | 3144.4993 | 1 | 1 | 393.1129 | 23.3918 | 2714.9617 | 161.5514 | 1500 | 89.2562 | 181.7278 | IBU | 9.925 | [6 empty] | 1960 | 4 | 382.2012 | 605.6054 | 306.2832 | 357.9051 | 422.7664 | 210.9044 | 210.9044
4 | 1926 | 1926-07-31 | 11392.6768 | 0 | 53.7891 | 0 | 0 | 0 | 0 | 2700.4294 | 1 | 1 | 430.5342 | 26.4725 | 2538.0757 | 156.0602 | 1500 | 92.2314 | 183.4978 | IBU | 0 | [6 empty] | 1961 | 4 | 359.5936 | 650.41 | 192.7739 | 297.6387 | 593.4829 | 292.8196 | 192.7739
4 | 1926 | 1926-08-31 | [19 empty] | 3691.6279 | 226.9894 | 1075.4595 | 66.1274 | 1075.4595 | 66.1274 | 1962 | 3 | 350.8485 | 686.2466 | 0 | 187.4712 | 20.0458 | 20.0458 | 0
4 | 1926 | 1926-09-30 | [7 empty] | 2281.957 | 1 | [10 empty] | 1113.1768 | 66.2386 | 1022.28 | 60.8299 | 1022.28 | 60.8299 | 1963 | 1 | 1727.2135 | 677.1254 | 0 | 186.7903 | 160.5331 | 21.3952 | 0
4 | 1926 | 1926-10-31 | [19 empty] | 398.3447 | 24.4933 | 1559.9655 | 95.9185 | 398.3447 | 24.4933 | 1964 | 4 | 202.9533 | 649.6019 | 154.4018 | 360.2284 | 318.5201 | 211.193 | 154.4018
4 | 1926 | 1926-11-30 | [19 empty] | 1750 | 104.1322 | 0 | 0 | 0 | 0 | 1965 | 1 | 332.6335 | 667.6 | 0 | 264.8843 | 84.2143 | 0 | 0
4 | 1926 | 1926-12-31 | [19 empty] | 1750 | 107.6033 | 0 | 0 | 0 | 0 | 1966 | 3 | 622.644 | 692.2432 | 0 | 104.1322 | 202.3592 | 69.1064 | 0
2 | 1927 | 1927-04-30 | 9794.8115 | 1 | 47.5787 | 1 | 3794.8115 | 225.807 | 1 | 4552 | 1 | 0 | 550.7923 | 32.7744 | 486.0442 | 28.9216 | 1500 | 89.2562 | 120.1042 | UWFE | 0 | [6 empty] | 1967 | 1 | 650.6208 | 666.8276 | 0 | 163.9572 | 121.2366 | 0 | 0
2 | 1927 | 1927-05-31 | 7714.3828 | 1 | 50.2014 | 1 | 1714.3828 | 105.4133 | 1 | 4552 | 1 | 0 | 894.1383 | 54.9784 | 2249.6934 | 138.3283 | 1500 | 92.2314 | 188.8847 | UWFE | 0 | [6 empty] | 1968 | 3 | 497.0156 | 644.8133 | 0 | 450.7024 | 131.1443 | 58.7159 | 0
2 | 1927 | 1927-06-30 | 8988.9209 | 0 | 51.1298 | 1 | 0 | 0 | 0 | 4290.3853 | 1 | 0 | 1054.7291 | 62.7607 | 2141.7219 | 127.4413 | 1500 | 89.2562 | 184.3572 | UWFE | 0 | [6 empty] | 1969 | 1 | 438.4583 | 692.7865 | 0 | 94.3091 | 17.675 | 0 | 0
2 | 1927 | 1927-07-31 | 16000 | 1 | 51.3325 | 1 | 4000 | 245.9504 | 1 | 3557.6995 | 1 | 0 | 1278.4689 | 78.61 | 2521.4749 | 155.0394 | 1500 | 92.2314 | 209.0561 | IBU | 0 | [6 empty] | 1970 | 1 | 344.982 | 613.5278 | 0 | 83.6305 | 170.5214 | 0 | 0
2 | 1927 | 1927-08-31 | [19 empty] | 883.0723 | 54.298 | 131.2157 | 8.0681 | 131.2157 | 8.0681 | 1971 | 1 | 413.6983 | 685.4588 | 0 | 263.5069 | 198.776 | 22.6091 | 0
2 | 1927 | 1927-09-30 | [7 empty] | 2812.228 | 1 | [10 empty] | 0 | 0 | 0 | 0 | 0 | 0 | 1972 | 3 | 529.1849 | 647.495 | 0 | 271.596 | 297.7175 | 215.7477 | 0
2 | 1927 | 1927-10-31 | [19 empty] | 0 | 0 | 958.4877 | 58.9351 | 0 | 0 | 1973 | 2 | 456.3623 | 697.3503 | 0 | 198.7338 | 104.9109 | 16.361 | 0
2 | 1927 | 1927-11-30 | [19 empty] | 0 | 0 | 593.6611 | 35.3253 | 0 | 0 | 1974 | 1 | 37.0389 | 679.962 | 0 | 255.46 | 158.6533 | 0 | 0
2 | 1927 | 1927-12-31 | [19 empty] | 1355.1843 | 83.327 | 0 | 0 | 0 | 0 | 1975 | 1 | 358.2199 | 704.9857 | 0 | 245.1496 | 123.3349 | 0 | 0
2 | 1928 | 1928-04-30 | 3250 | 0 | 51.2807 | 1 | 0 | 0 | 0 | 4536.6592 | 1 | 0 | 195.058 | 11.6068 | 419.7452 | 24.9766 | 1500 | 89.2562 | 107.5479 | UWFE | 0 | [6 empty] | 1976 | 4 | 250.9675 | 607.4936 | 172.0144 | 396.2374 | 561.1327 | 186.4219 | 172.0144
2 | 1928 | 1928-05-31 | 7197.1987 | 1 | 51.6729 | 1 | 1197.1987 | 73.6129 | 1 | 4435.5835 | 1 | 0 | 357.5026 | 21.982 | 2314.5017 | 142.3132 | 1500 | 92.2314 | 174.379 | UWFE | 0 | [6 empty] | 1977 | 5 | 196.3267 | 601.9224 | 0 | 497.57 | 635.3522 | 496.9976 | 0
2 | 1928 | 1928-06-30 | 13547.3184 | 1 | 51.1934 | 1 | 3547.3184 | 211.0801 | 1 | 3819.0554 | 1 | 0 | 655.3317 | 38.9949 | 2329.1833 | 138.596 | 1500 | 89.2562 | 178.0517 | IBU | 0 | [6 empty] | 1978 | 2 | 217.9635 | 695.2552 | 0 | 147.3775 | 86.7029 | 13.7034 | 0
2 | 1928 | 1928-07-31 | 16000 | 1 | 52.2686 | 1 | 4000 | 245.9504 | 1 | 3098.6023 | 1 | 0 | 724.3493 | 44.5385 | 2562.8928 | 157.5861 | 1500 | 92.2314 | 193.2937 | IBU | 0 | [6 empty] | 1979 | 4 | 34.8776 | 653.8069 | 34.8776 | 395.958 | 125.5008 | 52.523 | 34.8776
2 | 1928 | 1928-08-31 | [19 empty] | 0 | 0 | 4.0737 | 0.25048 | 0 | 0 | 1980 | 2 | 40.0834 | 678.4036 | 0 | 283.4929 | 39.2826 | 0 | 0
2 | 1928 | 1928-09-30 | [7 empty] | 2247.1189 | 1 | [10 empty] | 0 | 0 | 0 | 0 | 0 | 0 | 1981 | 4 | 591.6002 | 674.7652 | 493.1475 | 328.2243 | 328.5317 | 310.9715 | 310.9715
2 | 1928 | 1928-10-31 | [19 empty] | 0 | 0 | 828.0195 | 50.9129 | 0 | 0 | 1982 | 1 | 1125.4426 | 640.3691 | 0 | 170.4471 | 0 | 0 | 0
2 | 1928 | 1928-11-30 | [19 empty] | 0 | 0 | 1034.0005 | 61.5273 | 0 | 0 | 1983 | 1 | 1379.8435 | 680.2609 | 0 | 0 | 19.841 | 0 | 0
2 | 1928 | 1928-12-31 | [19 empty] | 1750 | 107.6033 | 0 | 0 | 0 | 0 | 1984 | 1 | 407.1062 | 692.3224 | 0 | 420.323 | 71.7163 | 0 | 0
5 | 1929 | 1929-04-30 | 3250 | 0 | 51.1923 | 1 | 0 | 0 | 0 | 2771.0933 | 1 | 1 | 223.3833 | 13.2922 | 516.5081 | 30.7344 | 785.2163 | 46.7236 | 68.7369 | UWFE | 0 | [6 empty] | 1985 | 3 | 489.5172 | 656.3419 | 0 | 238.5276 | 253.3775 | 64.8615 | 0
5 | 1929 | 1929-05-31 | 8080.4556 | 1 | 51.6781 | 1 | 2080.4556 | 127.9222 | 1 | 2547.7896 | 1 | 1 | 306.9447 | 18.8733 | 2370.6716 | 145.7669 | 1500 | 92.2314 | 174.5515 | IBU | 0 | [6 empty] | 1986 | 1 | 63.8032 | 643.0755 | 0 | 211.1951 | 288.0629 | 51.0762 | 0
5 | 1929 | 1929-06-30 | 8416.8945 | 0 | 54.2862 | 1 | 0 | 0 | 0 | 2247.3098 | 1 | 1 | 280.0013 | 16.6612 | 2189.3926 | 130.2779 | 1500 | 89.2562 | 162.7258 | IBU | 0 | [6 empty] | 1987 | 4 | 384.2392 | 639.5103 | 345.5485 | 465.5479 | 559.0071 | 320.1928 | 320.1928
5 | 1929 | 1929-07-31 | 12141.1709 | 1 | 55.6233 | 0 | 0 | 0 | 0 | 1718.2078 | 1 | 1 | 382.0605 | 23.492 | 2281.4834 | 140.2829 | 1500 | 92.2314 | 174.1189 | IBU | 0 | [6 empty] | 1988 | 5 | 110.6356 | 562.6376 | 110.6356 | 489.7832 | 534.8163 | 319.8055 | 110.6356
5 | 1929 | 1929-08-31 | [19 empty] | 4113.0669 | 252.9026 | 2623.3906 | 161.306 | 2623.3906 | 161.306 | 1989 | 4 | 354.8644 | 654.2174 | 283.0543 | 493.2583 | 434.551 | 261.2591 | 261.2591
5 | 1929 | 1929-09-30 | [7 empty] | 1326.9272 | 0 | [10 empty] | 694.3257 | 41.3152 | 1966.5052 | 117.0152 | 694.3257 | 41.3152 | 1990 | 5 | 0 | 508.5089 | 0 | 427.279 | 684.5884 | 380.8531 | 0
5 | 1929 | 1929-10-31 | [19 empty] | 0 | 0 | 1369.0618 | 84.1803 | 0 | 0 | 1991 | 5 | 45.8861 | 601.8979 | 0 | 529.7439 | 691.6938 | 399.7834 | 0
5 | 1929 | 1929-11-30 | [19 empty] | 722.4009 | 42.9858 | 1476.7601 | 87.8733 | 722.4009 | 42.9858 | 1992 | 5 | 184.4094 | 595.2542 | 0 | 507.0114 | 529.4604 | 355.7276 | 0
5 | 1929 | 1929-12-31 | [19 empty] | 1750 | 107.6033 | 1577.1521 | 96.9753 | 1577.1521 | 96.9753 | 1993 | 2 | 368.517 | 678.6589 | 0 | 268.9244 | 150.0172 | 21.9448 | 0
4 | 1930 | 1930-04-30 | 3250 | 0 | 51.2395 | 1 | 0 | 0 | 0 | 2916.8228 | 1 | 1 | 44.5087 | 2.6484 | 392.623 | 23.3627 | 1500 | 89.2562 | 102.2618 | UWFE | 0 | [6 empty] | 1994 | 5 | 21.7683 | 561.5149 | 0 | 546.2383 | 521.344 | 450.0838 | 0
4 | 1930 | 1930-05-31 | 5412.9868 | 0 | 51.4721 | 1 | 0 | 0 | 0 | 2856.511 | 1 | 1 | 14.9967 | 0.92211 | 2146.5247 | 131.9847 | 1500 | 92.2314 | 158.6848 | UWFE | 0 | [6 empty] | 1995 | 1 | 374.4981 | 676.6273 | 0 | 96.9502 | 112.6723 | 0 | 0
4 | 1930 | 1930-06-30 | 8881.8975 | 0 | 52.8993 | 1 | 0 | 0 | 0 | 2536.0442 | 1 | 1 | 199.5901 | 11.8764 | 2714.9617 | 161.5514 | 1500 | 89.2562 | 175.9701 | IBU | 0 | [6 empty] | 1996 | 1 | 470.8269 | 673.7036 | 0 | 162.5129 | 153.2964 | 0 | 0
4 | 1930 | 1930-07-31 | 9171.2354 | 0 | 55.4815 | 0 | 0 | 0 | 0 | 2214.1086 | 1 | 1 | 218.0871 | 13.4097 | 2538.0757 | 156.0602 | 1500 | 92.2314 | 176.9663 | IBU | 0 | [6 empty] | 1997 | 1 | 379.079 | 682.8765 | 0 | 338.525 | 130.5469 | 0 | 0
4 | 1930 | 1930-08-31 | [19 empty] | 4246.4409 | 261.1035 | 2140.2126 | 131.5965 | 2140.2126 | 131.5965 | 1998 | 1 | 1046.5325 | 637.7718 | 0 | 0 | 3.2742 | 0 | 0
4 | 1930 | 1930-09-30 | [7 empty] | 1915.0425 | 1 | [10 empty] | 1942.9685 | 115.6147 | 1280.4639 | 76.1929 | 1280.4639 | 76.1929 | 1999 | 1 | 395.8085 | 693.093 | 0 | 140.5918 | 135.0008 | 0 | 0
4 | 1930 | 1930-10-31 | [19 empty] | 81.6509 | 5.0205 | 1605.8981 | 98.7428 | 81.6509 | 5.0205 | 2000 | 2 | 514.271 | 676.3601 | 0 | 78.0686 | 180.6307 | 0 | 0
4 | 1930 | 1930-11-30 | [19 empty] | 1452.0798 | 86.4048 | 1772.533 | 105.473 | 1452.0798 | 86.4048 | 2001 | 4 | 418.9778 | 629.7899 | 345.7331 | 404.2249 | 436.6618 | 284.5785 | 284.5785
4 | 1930 | 1930-12-31 | [19 empty] | 1750 | 107.6033 | 1918.9597 | 117.9922 | 1750 | 107.6033 | 2002 | 4 | 367.8272 | 683.0454 | 236.8829 | 307.2586 | 314.6218 | 138.324 | 138.324
5 | 1931 | 1931-04-30 | 6839.519 | 1 | 50.9566 | 1 | 839.519 | 49.9549 | 1 | 1860.2615 | 1 | 1 | 166.2087 | 9.8901 | 541.1191 | 32.1988 | 1500 | 89.2562 | 110.3007 | IBU | 0
5 | 1931 | 1931-05-31 | 8021.2178 | 1 | 54.4401 | 1 | 2021.2178 | 124.2798 | 1 | 1533.4961 | 1 | 1 | 149.4881 | 9.1917 | 2010.7308 | 123.635 | 1500 | 92.2314 | 158.6447 | IBU | 0
5 | 1931 | 1931-06-30 | 8236.2363 | 0 | 53.9153 | 1 | 0 | 0 | 0 | 1203.6804 | 1 | 1 | 183.682 | 10.9298 | 2250.9431 | 133.9404 | 1500 | 89.2562 | 161.6913 | IBU | 0
5 | 1931 | 1931-07-31 | 9719.4023 | 0 | 56.5546 | 0 | 0 | 0 | 0 | 751.5536 | 1 | 1 | 229.3762 | 14.1038 | 2281.4834 | 140.2829 | 1500 | 92.2314 | 169.4248 | IBU | 0
5 | 1931 | 1931-08-31 | [19 empty] | 4454.1548 | 273.8753 | 1954.8474 | 120.1989 | 1954.8474 | 120.1989
5 | 1931 | 1931-09-30 | [7 empty] | 558.6163 | 0 | [10 empty] | 1635.481 | 97.3179 | 2060.6035 | 122.6144 | 1635.481 | 97.3179
5 | 1931 | 1931-10-31 | [19 empty] | 357.6157 | 21.9889 | 1549.2155 | 95.2575 | 357.6157 | 21.9889
5 | 1931 | 1931-11-30 | [19 empty] | 1803.8669 | 107.3375 | 1329.9177 | 79.1356 | 1329.9177 | 79.1356
5 | 1931 | 1931-12-31 | [19 empty] | 1750 | 107.6033 | 0 | 0 | 0 | 0
5 | 1932 | 1932-04-30 | 3250 | 0 | 49.3479 | 1 | 0 | 0 | 0 | 1787.3011 | 1 | 1 | 0 | 0 | 527.2299 | 31.3724 | 1207.2068 | 71.8338 | 87.52 | UWFE | 0
5 | 1932 | 1932-05-31 | 4951.0298 | 0 | 51.6594 | 1 | 0 | 0 | 0 | 1880.7854 | 1 | 1 | 0 | 0 | 2037.6466 | 125.29 | 1500 | 92.2314 | 154.8764 | UWFE | 0
5 | 1932 | 1932-06-30 | 7197.3003 | 0 | 54.0895 | 1 | 0 | 0 | 0 | 1657.1804 | 1 | 1 | 0 | 0 | 2546.3579 | 151.5188 | 1500 | 89.2562 | 165.0156 | IBU | 0
5 | 1932 | 1932-07-31 | 8582.5312 | 0 | 55.7539 | 0 | 0 | 0 | 0 | 1286.9185 | 1 | 1 | 0 | 0 | 2538.0757 | 156.0602 | 1500 | 92.2314 | 170.2615 | IBU | 0
5 | 1932 | 1932-08-31 | [19 empty] | 4727.3965 | 290.6763 | 1881.4377 | 115.6851 | 1881.4377 | 115.6851
5 | 1932 | 1932-09-30 | [7 empty] | 902.0558 | 0 | [10 empty] | 1769.7432 | 105.307 | 909.0564 | 54.0926 | 909.0564 | 54.0926
5 | 1932 | 1932-10-31 | [19 empty] | 268.8862 | 16.5332 | 1075.1279 | 66.107 | 268.8862 | 16.5332
5 | 1932 | 1932-11-30 | [19 empty] | 1397.8372 | 83.1771 | 1139.5615 | 67.8086 | 1139.5615 | 67.8086
5 | 1932 | 1932-12-31 | [19 empty] | 1750 | 107.6033 | 2675.6343 | 164.5183 | 1750 | 107.6033
5 | 1933 | 1933-04-30 | 3250 | 0 | 51.0343 | 1 | 0 | 0 | 0 | 1716.4489 | 1 | 1 | 180.9952 | 10.77 | 566.2323 | 33.6932 | 929.3281 | 55.2989 | 77.5304 | UWFE | 0
5 | 1933 | 1933-05-31 | 6501.3232 | 1 | 51.83 | 1 | 501.3232 | 30.8252 | 1 | 1691.3677 | 1 | 1 | 170.3089 | 10.4719 | 2197.3789 | 135.1116 | 1500 | 92.2314 | 165.0231 | UWFE | 0
5 | 1933 | 1933-06-30 | 7378.0923 | 0 | 54.6796 | 1 | 0 | 0 | 0 | 1503.11 | 1 | 1 | 210.9902 | 12.5548 | 2481.9319 | 147.6852 | 1500 | 89.2562 | 169.3762 | IBU | 0
5 | 1933 | 1933-07-31 | 10174.7207 | 0 | 55.8661 | 0 | 0 | 0 | 0 | 1036.8127 | 1 | 1 | 230.7274 | 14.1869 | 2281.4834 | 140.2829 | 1500 | 92.2314 | 169.4663 | IBU | 0
5 | 1933 | 1933-08-31 | [19 empty] | 3961.7812 | 243.6004 | 1026.3896 | 63.1102 | 1026.3896 | 63.1102
5 | 1933 | 1933-09-30 | [7 empty] | 614.1947 | 0 | [10 empty] | 1806.5776 | 107.4988 | 1631.1929 | 97.0627 | 1631.1929 | 97.0627
5 | 1933 | 1933-10-31 | [19 empty] | 687.9746 | 42.3019 | 1357.4503 | 83.4664 | 687.9746 | 42.3019
5 | 1933 | 1933-11-30 | [19 empty] | 1750 | 104.1322 | 1382.8738 | 82.2867 | 1382.8738 | 82.2867
5 | 1933 | 1933-12-31 | [19 empty] | 1750 | 107.6033 | 632.6299 | 38.8989 | 632.6299 | 38.8989
5 | 1934 | 1934-04-30 | 3250 | 0 | 50.4968 | 1 | 0 | 0 | 0 | 1640.1229 | 1 | 1 | 162.7166 | 9.6823 | 521.5308 | 31.0332 | 953.1812 | 56.7182 | 77.076 | UWFE | 0
5 | 1934 | 1934-05-31 | 6994.3599 | 1 | 51.0222 | 1 | 994.3599 | 61.1408 | 1 | 1420.9012 | 1 | 1 | 222.3974 | 13.6747 | 2243.6472 | 137.9565 | 1500 | 92.2314 | 168.047 | IBU | 0
5 | 1934 | 1934-06-30 | 8056.0332 | 0 | 54.7523 | 1 | 0 | 0 | 0 | 1102.0863 | 1 | 1 | 267.8396 | 15.9376 | 2418.7939 | 143.9282 | 1500 | 89.2562 | 169.1891 | IBU | 0
5 | 1934 | 1934-07-31 | 10945.8584 | 0 | 56.0546 | 0 | 0 | 0 | 0 | 650 | 1 | 1 | 306.0854 | 18.8205 | 2281.4834 | 140.2829 | 1500 | 92.2314 | 171.7831 | IBU | 0
5 | 1934 | 1934-08-31 | [19 empty] | 4825.4819 | 296.7073 | 3029.4255 | 186.2721 | 3029.4255 | 186.2721
5 | 1934 | 1934-09-30 | [7 empty] | 550 | 0 | [10 empty] | 2066.6274 | 122.9729 | 1900.2302 | 113.0716 | 1900.2302 | 113.0716
5 | 1934 | 1934-10-31 | [19 empty] | 2297.3577 | 141.259 | 1445.2672 | 88.866 | 1445.2672 | 88.866
5 | 1934 | 1934-11-30 | [19 empty] | 1750 | 104.1322 | 2579.6003 | 153.4969 | 1750 | 104.1322
5 | 1934 | 1934-12-31 | [19 empty] | 1750 | 107.6033 | 0 | 0 | 0 | 0
4 | 1935 | 1935-04-30 | 3250 | 0 | 49.3581 | 1 | 0 | 0 | 0 | 2701.3298 | 1 | 1 | 1.3366 | 0.079535 | 295.1836 | 17.5646 | 1500 | 89.2562 | 98.0783 | UWFE | 0
4 | 1935 | 1935-05-31 | 3785.3335 | 0 | 51.7742 | 1 | 0 | 0 | 0 | 2993.2708 | 1 | 1 | 70.7989 | 4.3533 | 2185.4097 | 134.3756 | 1500 | 92.2314 | 161.5958 | UWFE | 0
4 | 1935 | 1935-06-30 | 8129.792 | 0 | 51.7009 | 1 | 0 | 0 | 0 | 2742.5535 | 1 | 1 | 355.0309 | 21.1258 | 2600.0139 | 154.7116 | 1500 | 89.2562 | 177.1749 | IBU | 0
4 | 1935 | 1935-07-31 | 9552.0293 | 0 | 53.4228 | 1 | 0 | 0 | 0 | 2381.8289 | 1 | 1 | 386.6729 | 23.7756 | 2632.5889 | 161.8716 | 1500 | 92.2314 | 185.055 | IBU | 0
4 | 1935 | 1935-08-31 | [19 empty] | 3778.3145 | 232.3195 | 311.4095 | 19.1478 | 311.4095 | 19.1478
4 | 1935 | 1935-09-30 | [7 empty] | 1958.6935 | 1 | [10 empty] | 1975.2356 | 117.5347 | 386.7321 | 23.0122 | 386.7321 | 23.0122
4 | 1935 | 1935-10-31 | [19 empty] | 1109.8003 | 68.239 | 839.3042 | 51.6068 | 839.3042 | 51.6068
4 | 1935 | 1935-11-30 | [19 empty] | 1610.4626 | 95.8292 | 442.0624 | 26.3045 | 442.0624 | 26.3045
4 | 1935 | 1935-12-31 | [19 empty] | 1750 | 107.6033 | 18.9133 | 1.1629 | 18.9133 | 1.1629
3 | 1936 | 1936-04-30 | 3250 | 0 | 49.9358 | 1 | 0 | 0 | 0 | 4126.3887 | 1 | 0 | 205.4302 | 12.2239 | 427.2792 | 25.4249 | 1500 | 89.2562 | 108.0806 | UWFE | 0
3 | 1936 | 1936-05-31 | 5730.4502 | 0 | 50.768 | 1 | 0 | 0 | 0 | 4065.3789 | 1 | 0 | 284.6239 | 17.5008 | 2118.009 | 130.2313 | 1500 | 92.2314 | 166.0975 | UWFE | 0
3 | 1936 | 1936-06-30 | 7140.0508 | 0 | 50.7063 | 1 | 0 | 0 | 0 | 3872.5437 | 1 | 0 | 523.2095 | 31.1331 | 2337.2417 | 139.0755 | 1500 | 89.2562 | 174.3605 | UWFE | 0
3 | 1936 | 1936-07-31 | 10100.9551 | 0 | 50.7844 | 1 | 0 | 0 | 0 | 3405.3208 | 1 | 0 | 692.3971 | 42.5738 | 2537.3855 | 156.0178 | 1500 | 92.2314 | 191.5272 | IBU | 0
3 | 1936 | 1936-08-31 | [19 empty] | 2322.0078 | 142.7747 | 354.9322 | 21.8239 | 354.9322 | 21.8239
3 | 1936 | 1936-09-30 | [7 empty] | 2909.5725 | 1 | [10 empty] | 1796.6445 | 106.9078 | 0 | 0 | 0 | 0
3 | 1936 | 1936-10-31 | [19 empty] | 0 | 0 | 840.8682 | 51.703 | 0 | 0
3 | 1936 | 1936-11-30 | [19 empty] | 0 | 0 | 1128.2206 | 67.1338 | 0 | 0
3 | 1936 | 1936-12-31 | [19 empty] | 1642.053 | 100.9659 | 608.6764 | 37.4261 | 608.6764 | 37.4261
4 | 1937 | 1937-04-30 | 3250 | 0 | 51.1619 | 1 | 0 | 0 | 0 | 4047.5991 | 1 | 1 | 21.6228 | 1.2866 | 433.8087 | 25.8134 | 1500 | 89.2562 | 102.8062 | UWFE | 0
4 | 1937 | 1937-05-31 | 5043.8032 | 0 | 52.3628 | 1 | 0 | 0 | 0 | 4246.3125 | 1 | 1 | 298.0839 | 18.3285 | 2283.9185 | 140.4327 | 1500 | 92.2314 | 171.612 | UWFE | 0
4 | 1937 | 1937-06-30 | 7479.6577 | 0 | 52.6582 | 1 | 0 | 0 | 0 | 4074.0493 | 1 | 1 | 523.2274 | 31.1342 | 2560.5481 | 152.3632 | 1500 | 89.2562 | 181.0049 | IBU | 0
4 | 1937 | 1937-07-31 | 10615.4678 | 0 | 52.4044 | 1 | 0 | 0 | 0 | 3583.8875 | 1 | 1 | 624.2546 | 38.3839 | 2537.3855 | 156.0178 | 1500 | 92.2314 | 189.4322 | IBU | 0
4 | 1937 | 1937-08-31 | [19 empty] | 2409.666 | 148.1646 | 565.9938 | 34.8016 | 565.9938 | 34.8016
4 | 1937 | 1937-09-30 | [7 empty] | 3016.5383 | 1 | [10 empty] | 464.1523 | 27.619 | 479.2887 | 28.5197 | 464.1523 | 27.619
4 | 1937 | 1937-10-31 | [19 empty] | 508.4399 | 31.2628 | 673.721 | 41.4255 | 508.4399 | 31.2628
4 | 1937 | 1937-11-30 | [19 empty] | 0 | 0 | 0 | 0 | 0 | 0
4 | 1937 | 1937-12-31 | [19 empty] | 0 | 0 | 0 | 0 | 0 | 0
1 | 1938 | 1938-04-30 | 11215.0049 | 1 | 47.3544 | 1 | 5215.0049 | 310.3143 | 1 | 4058 | 1 | 0 | 40.1789 | 2.3908 | 377.0528 | 22.4362 | 1500 | 89.2562 | 101.6697 | UWFE | 0
1 | 1938 | 1938-05-31 | 8562.0957 | 1 | 50.2414 | 1 | 2562.0957 | 157.5371 | 1 | 4488.4585 | 1 | 0 | 664.7729 | 40.8753 | 2143.9324 | 131.8253 | 1500 | 92.2314 | 178.5817 | UWFE | 0
1 | 1938 | 1938-06-30 | 7901.6748 | 0 | 52.2985 | 1 | 0 | 0 | 0 | 4435.9438 | 1 | 0 | 1236.6031 | 73.583 | 2276.9829 | 135.4899 | 1500 | 89.2562 | 193.7926 | UWFE | 0
1 | 1938 | 1938-07-31 | 10626.4932 | 0 | 52.415 | 1 | 0 | 0 | 0 | 4015.3958 | 1 | 0 | 1349.9773 | 83.0069 | 2521.4749 | 155.0394 | 1500 | 92.2314 | 211.2546 | IBU | 0
1 | 1938 | 1938-08-31 | [19 empty] | 1531.1455 | 94.1465 | 0 | 0 | 0 | 0
1 | 1938 | 1938-09-30 | [7 empty] | 3067.6685 | 1 | [10 empty] | 0 | 0 | 0 | 0 | 0 | 0
1 | 1938 | 1938-10-31 | [19 empty] | 0 | 0 | 48.3554 | 2.9733 | 0 | 0
1 | 1938 | 1938-11-30 | [19 empty] | 0 | 0 | 0 | 0 | 0 | 0
1 | 1938 | 1938-12-31 | [19 empty] | 309.8052 | 19.0492 | 0 | 0 | 0 | 0
3 | 1939 | 1939-04-30 | 5639.229 | 0 | 50.9941 | 1 | 0 | 0 | 0 | 3617.3884 | 1 | 0 | 605.5399 | 36.0321 | 578.7889 | 34.4403 | 1500 | 89.2562 | 124.4924 | UWFE | 0
3 | 1939 | 1939-05-31 | 10183.0283 | 1 | 50.974 | 1 | 4183.0283 | 257.2044 | 1 | 3339.7322 | 1 | 0 | 507.599 | 31.211 | 2184.0237 | 134.2904 | 1500 | 92.2314 | 174.9821 | IBU | 0
3 | 1939 | 1939-06-30 | 12354.2148 | 1 | 52.3855 | 1 | 2354.2148 | 140.0855 | 1 | 2944.5042 | 1 | 0 | 658.929 | 39.209 | 2679.3533 | 159.4326 | 1500 | 89.2562 | 188.577 | IBU | 0
3 | 1939 | 1939-07-31 | 16000 | 1 | 53.5164 | 0 | 0 | 0 | 0 | 2319.4109 | 1 | 0 | 718.1892 | 44.1597 | 2421.5117 | 148.893 | 1500 | 92.2314 | 188.7577 | IBU | 0
3 | 1939 | 1939-08-31 | [19 empty] | 0 | 0 | 3226.4531 | 198.3869 | 0 | 0
3 | 1939 | 1939-09-30 | [7 empty] | 1819.9207 | 0 | [10 empty] | 526.0498 | 31.3021 | 1628.0061 | 96.8731 | 526.0498 | 31.3021
3 | 1939 | 1939-10-31 | [19 empty] | 0 | 0 | 1678.0692 | 103.1805 | 0 | 0
3 | 1939 | 1939-11-30 | [19 empty] | 0 | 0 | 2018.9309 | 120.1347 | 0 | 0
3 | 1939 | 1939-12-31 | [19 empty] | 1750 | 107.6033 | 1704.9424 | 104.8328 | 1704.9424 | 104.8328
2 | 1940 | 1940-04-30 | 3250 | 0 | 50.9426 | 1 | 0 | 0 | 0 | 4211.5957 | 1 | 0 | 253.2779 | 15.0711 | 410.2022 | 24.4087 | 1500 | 89.2562 | 108.9961 | UWFE | 0
2 | 1940 | 1940-05-31 | 5750.9185 | 0 | 51.5146 | 1 | 0 | 0 | 0 | 4218.2231 | 1 | 0 | 465.7007 | 28.6348 | 1936.5457 | 119.0736 | 1500 | 92.2314 | 166.0856 | UWFE | 0
2 | 1940 | 1940-06-30 | 9764.6211 | 0 | 51.4421 | 1 | 0 | 0 | 0 | 3893.9165 | 1 | 0 | 885.6907 | 52.7023 | 2416.4163 | 143.7868 | 1500 | 89.2562 | 187.5007 | IBU | 0
2 | 1940 | 1940-07-31 | 15730.8037 | 1 | 51.38 | 1 | 3730.8037 | 229.3982 | 1 | 3200 | 1 | 0 | 981.2554 | 60.335 | 2562.8928 | 157.5861 | 1500 | 92.2314 | 201.192 | IBU | 0
2 | 1940 | 1940-08-31 | [19 empty] | 463.9746 | 28.5287 | 0 | 0 | 0 | 0
2 | 1940 | 1940-09-30 | [7 empty] | 2472.0696 | 1 | [10 empty] | 0 | 0 | 254.3345 | 15.134 | 0 | 0
2 | 1940 | 1940-10-31 | [19 empty] | 0 | 0 | 785.3339 | 48.2883 | 0 | 0
2 | 1940 | 1940-11-30 | [19 empty] | 0 | 0 | 1105.5104 | 65.7824 | 0 | 0
2 | 1940 | 1940-12-31 | [19 empty] | 0 | 0 | 0 | 0 | 0 | 0
1 | 1941 | 1941-04-30 | 13347.3867 | 1 | 47.1024 | 1 | 7347.3867 | 437.1999 | 1 | 4456 | 1 | 0 | 23.2961 | 1.3862 | 258.5183 | 15.3829 | 1500 | 89.2562 | 97.6408 | UWFE | 0
1 | 1941 | 1941-05-31 | 11196.6289 | 1 | 49.2716 | 1 | 5196.6289 | 319.5283 | 1 | 4552 | 1 | 0 | 416.0439 | 25.5815 | 1881.5819 | 115.694 | 1500 | 92.2314 | 162.8692 | UWFE | 0
1 | 1941 | 1941-06-30 | 7959.4507 | 0 | 51.4857 | 1 | 0 | 0 | 0 | 4473.5991 | 1 | 0 | 1200.7139 | 71.4474 | 2235.8164 | 133.0403 | 1500 | 89.2562 | 191.5001 | UWFE | 0
1 | 1941 | 1941-07-31 | 13357.7402 | 1 | 52.4571 | 1 | 1357.7402 | 83.4842 | 1 | 4107.0615 | 1 | 0 | 1380.1753 | 84.8637 | 2616.6782 | 160.8933 | 1500 | 92.2314 | 215.1099 | IBU | 0
1 | 1941 | 1941-08-31 | [19 empty] | 127.1738 | 7.8196 | 41.8712 | 2.5746 | 41.8712 | 2.5746
1 | 1941 | 1941-09-30 | [7 empty] | 3115.0088 | 1 | [10 empty] | 0 | 0 | 125.058 | 7.4415 | 0 | 0
1 | 1941 | 1941-10-31 | [19 empty] | 0 | 0 | 404.5907 | 24.8773 | 0 | 0
1 | 1941 | 1941-11-30 | [19 empty] | 0 | 0 | 455.629 | 27.1118 | 0 | 0
1 | 1941 | 1941-12-31 | [19 empty] | 0 | 0 | 0 | 0 | 0 | 0
1 | 1942 | 1942-04-30 | 3250 | 0 | 49.6966 | 1 | 0 | 0 | 0 | 4509.979 | 1 | 0 | 20.9692 | 1.2478 | 278.1066 | 16.5485 | 1500 | 89.2562 | 98.1543 | UWFE | 0
1 | 1942 | 1942-05-31 | 10224.1553 | 1 | 48.258 | 1 | 4224.1553 | 259.7332 | 1 | 4552 | 1 | 0 | 528.7356 | 32.5107 | 2076.0068 | 127.6487 | 1500 | 92.2314 | 172.3111 | UWFE | 0
1 | 1942 | 1942-06-30 | 7711.707 | 0 | 50.7208 | 1 | 0 | 0 | 0 | 4500 | 1 | 0 | 1239.5582 | 73.7588 | 2346.1777 | 139.6073 | 1500 | 89.2562 | 195.9393 | UWFE | 0
1 | 1942 | 1942-07-31 | 12291.9043 | 1 | 51.1292 | 1 | 291.9043 | 17.9485 | 1 | 3968.4211 | 1 | 0 | 1378.51 | 84.7613 | 2616.6782 | 160.8933 | 1500 | 92.2314 | 215.0587 | IBU | 0
1 | 1942 | 1942-08-31 | [19 empty] | 1123.7676 | 69.0978 | 0 | 0 | 0 | 0
1 | 1942 | 1942-09-30 | [7 empty] | 2988.8579 | 1 | [10 empty] | 0 | 0 | 0 | 0 | 0 | 0
1 | 1942 | 1942-10-31 | [19 empty] | 0 | 0 | 1127.2537 | 69.3121 | 0 | 0
1 | 1942 | 1942-11-30 | [19 empty] | 0 | 0 | 1237.8724 | 73.6585 | 0 | 0
1 | 1942 | 1942-12-31 | [19 empty] | 1750 | 107.6033 | 0 | 0 | 0 | 0
1 | 1943 | 1943-04-30 | 3750.5979 | 0 | 50.0219 | 1 | 0 | 0 | 0 | 4552 | 1 | 0 | 242.1598 | 14.4095 | 409.7 | 24.3788 | 1500 | 89.2562 | 108.6504 | UWFE | 0
1 | 1943 | 1943-05-31 | 7166.1421 | 1 | 50.6322 | 1 | 1166.1421 | 71.7033 | 1 | 4552 | 1 | 0 | 758.1062 | 46.6141 | 2288.5784 | 140.7192 | 1500 | 92.2314 | 185.8981 | UWFE | 0
1 | 1943 | 1943-06-30 | 8327.5449 | 0 | 50.9354 | 1 | 0 | 0 | 0 | 4340.3306 | 1 | 0 | 855.9166 | 50.9306 | 2263.261 | 134.6734 | 1500 | 89.2562 | 182.0582 | UWFE | 0
1 | 1943 | 1943-07-31 | 16000 | 1 | 50.8746 | 1 | 4000 | 245.9504 | 1 | 3628.5266 | 1 | 0 | 941.1246 | 57.8675 | 2607.4685 | 160.327 | 1500 | 92.2314 | 201.3286 | IBU | 0
1 | 1943 | 1943-08-31 | [19 empty] | 575.7412 | 35.4009 | 301.3545 | 18.5296 | 301.3545 | 18.5296
1 | 1943 | 1943-09-30 | [7 empty] | 2551.4565 | 1 | [10 empty] | 0 | 0 | 0 | 0 | 0 | 0
1 | 1943 | 1943-10-31 | [19 empty] | 0 | 0 | 1550.2404 | 95.3206 | 0 | 0
1 | 1943 | 1943-11-30 | [19 empty] | 0 | 0 | 2815.1504 | 167.5131 | 0 | 0
1 | 1943 | 1943-12-31 | [19 empty] | 1709.678 | 105.124 | 40.2526 | 2.475 | 40.2526 | 2.475
4 | 1944 | 1944-04-30 | 3250 | 0 | 50.6062 | 1 | 0 | 0 | 0 | 3187.7554 | 1 | 1 | 104.063 | 6.1922 | 468.9672 | 27.9055 | 653.1499 | 38.8651 | 55.9139 | UWFE | 0
4 | 1944 | 1944-05-31 | 5285.6045 | 0 | 51.9306 | 1 | 0 | 0 | 0 | 3183.9851 | 1 | 1 | 20.6807 | 1.2716 | 2024.6851 | 124.493 | 1042.1973 | 64.0822 | 126.9645 | UWFE | 0
4 | 1944 | 1944-06-30 | 9979.6836 | 0 | 51.4312 | 1 | 0 | 0 | 0 | 2883.6287 | 1 | 1 | 231.6128 | 13.7819 | 2655.6514 | 158.0222 | 1500 | 89.2562 | 175.1583 | IBU | 0
4 | 1944 | 1944-07-31 | 11936.8037 | 0 | 53.4744 | 1 | 0 | 0 | 0 | 2455.5315 | 1 | 1 | 264.6837 | 16.2748 | 2538.0757 | 156.0602 | 1500 | 92.2314 | 178.3989 | IBU | 0
4 | 1944 | 1944-08-31 | [19 empty] | 3195.1172 | 196.4601 | 1479.6511 | 90.9802 | 1479.6511 | 90.9802
4 | 1944 | 1944-09-30 | [7 empty] | 2136.832 | 1 | [10 empty] | 1027.6343 | 61.1485 | 1451.7377 | 86.3844 | 1027.6343 | 61.1485
4 | 1944 | 1944-10-31 | [19 empty] | 0 | 0 | 1521.927 | 93.5796 | 0 | 0
4 | 1944 | 1944-11-30 | [19 empty] | 1750 | 104.1322 | 0 | 0 | 0 | 0
4 | 1944 | 1944-12-31 | [19 empty] | 1750 | 107.6033 | 2511.2678 | 154.4118 | 1750 | 107.6033
3 | 1945 | 1945-04-30 | 3250 | 0 | 50.6697 | 1 | 0 | 0 | 0 | 4155.4067 | 1 | 0 | 245.7053 | 14.6205 | 453.397 | 26.979 | 1303.2493 | 77.5487 | 98.3485 | UWFE | 0
3 | 1945 | 1945-05-31 | 4815.7119 | 0 | 50.9828 | 1 | 0 | 0 | 0 | 4312.3994 | 1 | 0 | 419.0883 | 25.7687 | 2006.5386 | 123.3772 | 1448.3042 | 89.0528 | 163.6257 | UWFE | 0
3 | 1945 | 1945-06-30 | 8762.8174 | 0 | 50.982 | 1 | 0 | 0 | 0 | 4079.3799 | 1 | 0 | 584.3591 | 34.7718 | 2486.4326 | 147.953 | 1500 | 89.2562 | 180.6186 | IBU | 0
3 | 1945 | 1945-07-31 | 13865.9258 | 1 | 50.8347 | 1 | 1865.9258 | 114.7313 | 1 | 3470.7292 | 1 | 0 | 726.7673 | 44.6872 | 2632.5889 | 161.8716 | 1500 | 92.2314 | 195.5108 | IBU | 0
3 | 1945 | 1945-08-31 | [19 empty] | 2107.1162 | 129.5615 | 465.3352 | 28.6123 | 465.3352 | 28.6123
3 | 1945 | 1945-09-30 | [7 empty] | 2950.8347 | 1 | [10 empty] | 363.6147 | 21.6366 | 334.2428 | 19.8888 | 334.2428 | 19.8888
3 | 1945 | 1945-10-31 | [19 empty] | 0 | 0 | 526.3936 | 32.3667 | 0 | 0
3 | 1945 | 1945-11-30 | [19 empty] | 0 | 0 | 697.8735 | 41.5264 | 0 | 0
3 | 1945 | 1945-12-31 | [19 empty] | 0 | 0 | 0 | 0 | 0 | 0
2 | 1946 | 1946-04-30 | 4076.0847 | 0 | 48.8389 | 1 | 0 | 0 | 0 | 4552 | 1 | 0 | 571.7728 | 34.0228 | 546.8182 | 32.5379 | 1500 | 89.2562 | 122.5366 | UWFE | 0
2 | 1946 | 1946-05-31 | 7674.5024 | 1 | 48.6904 | 1 | 1674.5024 | 102.9611 | 1 | 4470.8901 | 1 | 0 | 870.653 | 53.5344 | 2245.0334 | 138.0417 | 1500 | 92.2314 | 188.0195 | UWFE | 0
2 | 1946 | 1946-06-30 | 10991.0703 | 1 | 49.0016 | 1 | 991.0703 | 58.9728 | 1 | 4054.7852 | 1 | 0 | 864.2981 | 51.4293 | 2675.0896 | 159.1789 | 1500 | 89.2562 | 194.5603 | IBU | 0
2 | 1946 | 1946-07-31 | 16000 | 1 | 49.4936 | 1 | 4000 | 245.9504 | 1 | 3315.6355 | 1 | 0 | 929.8784 | 57.176 | 2527.7539 | 155.4255 | 1500 | 92.2314 | 198.5322 | IBU | 0
2 | 1946 | 1946-08-31 | [19 empty] | 285.5977 | 17.5607 | 0 | 0 | 0 | 0
2 | 1946 | 1946-09-30 | [7 empty] | 2524.6172 | 1 | [10 empty] | 0 | 0 | 0 | 0 | 0 | 0
2 | 1946 | 1946-10-31 | [19 empty] | 0 | 0 | 1148.6481 | 70.6276 | 0 | 0
2 | 1946 | 1946-11-30 | [19 empty] | 0 | 0 | 1644.782 | 97.8713 | 0 | 0
2 | 1946 | 1946-12-31 | [19 empty] | 1750 | 107.6033 | 0 | 0 | 0 | 0
4 | 1947 | 1947-04-30 | 3250 | 0 | 51.9924 | 1 | 0 | 0 | 0 | 3389.9932 | 1 | 1 | 210.8019 | 12.5436 | 467.4604 | 27.8158 | 1500 | 89.2562 | 109.4359 | UWFE | 0
4 | 1947 | 1947-05-31 | 8656.3467 | 1 | 50.6873 | 1 | 2656.3467 | 163.3324 | 1 | 3099.4897 | 1 | 1 | 304.6068 | 18.7295 | 2205.6235 | 135.6185 | 1500 | 92.2314 | 169.4054 | IBU | 163.3324
4 | 1947 | 1947-06-30 | 10092.335 | 1 | 51.8953 | 1 | 92.335 | 5.4943 | 1 | 2880.8298 | 1 | 1 | 355.6331 | 21.1616 | 2534.7493 | 150.8281 | 1500 | 89.2562 | 175.251 | IBU | 5.4943
4 | 1947 | 1947-07-31 | 13768.3623 | 1 | 53.4525 | 1 | 1768.3623 | 108.7324 | 1 | 2415.1191 | 1 | 1 | 438.7327 | 26.9766 | 2538.0757 | 156.0602 | 1500 | 92.2314 | 183.7498 | IBU | 108.7324
4 | 1947 | 1947-08-31 | [19 empty] | 2848.5518 | 175.1506 | 1509.7136 | 92.8287 | 1509.7136 | 92.8287
4 | 1947 | 1947-09-30 | [7 empty] | 1968.9127 | 1 | [10 empty] | 273.1274 | 16.2522 | 1350.3022 | 80.3486 | 273.1274 | 16.2522
4 | 1947 | 1947-10-31 | [19 empty] | 1633.9336 | 100.4667 | 1046.6112 | 64.3536 | 1046.6112 | 64.3536
4 | 1947 | 1947-11-30 | [19 empty] | 1750 | 104.1322 | 1013.9701 | 60.3354 | 1013.9701 | 60.3354
4 | 1947 | 1947-12-31 | [19 empty] | 1750 | 107.6033 | 1615.0374 | 99.3048 | 1615.0374 | 99.3048
3 | 1948 | 1948-04-30 | 3250 | 0 | 49.8796 | 1 | 0 | 0 | 0 | 4304.8442 | 1 | 0 | 46.9189 | 2.7919 | 211.8076 | 12.6034 | 1500 | 89.2562 | 96.9538 | UWFE | 0
3 | 1948 | 1948-05-31 | 9188.4805 | 1 | 49.2702 | 1 | 3188.4805 | 196.052 | 1 | 4552 | 1 | 0 | 414.7917 | 25.5046 | 1547.1708 | 95.1318 | 1500 | 92.2314 | 152.5496 | UWFE | 0
3 | 1948 | 1948-06-30 | 8322.8652 | 0 | 51.373 | 1 | 0 | 0 | 0 | 4500 | 1 | 0 | 739.4797 | 44.0021 | 2358.4155 | 140.3355 | 1500 | 89.2562 | 181.425 | UWFE | 0
3 | 1948 | 1948-07-31 | 12203.6953 | 1 | 51.6793 | 1 | 203.6953 | 12.5247 | 1 | 3932.4302 | 1 | 0 | 1057.1549 | 65.0019 | 2632.5889 | 161.8716 | 1500 | 92.2314 | 205.6682 | IBU | 0
3 | 1948 | 1948-08-31 | [19 empty] | 2275.7529 | 139.9306 | 181.0285 | 11.131 | 181.0285 | 11.131
3 | 1948 | 1948-09-30 | [7 empty] | 3400 | 1 | [10 empty] | 376.8257 | 22.4227 | 0 | 0 | 0 | 0
3 | 1948 | 1948-10-31 | [19 empty] | 0 | 0 | 756.6262 | 46.5231 | 0 | 0
3 | 1948 | 1948-11-30 | [19 empty] | 684.0312 | 40.7027 | 1042.5563 | 62.0364 | 684.0312 | 40.7027
3 | 1948 | 1948-12-31 | [19 empty] | 1750 | 107.6033 | 1411.7911 | 86.8077 | 1411.7911 | 86.8077
4 | 1949 | 1949-04-30 | 3250 | 0 | 51.6989 | 1 | 0 | 0 | 0 | 4435.8999 | 1 | 1 | 261.8059 | 15.5785 | 454.9038 | 27.0687 | 1500 | 89.2562 | 110.5798 | UWFE | 0
4 | 1949 | 1949-05-31 | 6600.4927 | 1 | 50.5308 | 1 | 600.4927 | 36.9229 | 1 | 4429.8804 | 1 | 1 | 565.0432 | 34.7431 | 2066.1624 | 127.0434 | 1500 | 92.2314 | 173.1247 | UWFE | 0
4 | 1949 | 1949-06-30 | 9891.2217 | 0 | 51.3591 | 1 | 0 | 0 | 0 | 4039.3413 | 1 | 1 | 696.9446 | 41.4711 | 2712.6807 | 161.4157 | 1500 | 89.2562 | 190.6996 | IBU | 0
4 | 1949 | 1949-07-31 | 14543.4053 | 1 | 50.8896 | 1 | 2543.4053 | 156.3879 | 1 | 3385.6567 | 1 | 1 | 761.8835 | 46.8464 | 2538.0757 | 156.0602 | 1500 | 92.2314 | 193.6847 | IBU | 156.3879
4 | 1949 | 1949-08-31 | [19 empty] | 2978.3701 | 183.1328 | 2030.7351 | 124.865 | 2030.7351 | 124.865
4 | 1949 | 1949-09-30 | [7 empty] | 3001.7329 | 1 | [10 empty] | 940.002 | 55.934 | 1015.7755 | 60.4428 | 940.002 | 55.934
4 | 1949 | 1949-10-31 | [19 empty] | 0 | 0 | 1726.7583 | 106.1742 | 0 | 0
4 | 1949 | 1949-11-30 | [19 empty] | 0 | 0 | 814.2058 | 48.4486 | 0 | 0
4 | 1949 | 1949-12-31 | [19 empty] | 1190.832 | 73.2214 | 1528.5476 | 93.9867 | 1190.832 | 73.2214
4 | 1950 | 1950-04-30 | 3250 | 0 | 51.199 | 1 | 0 | 0 | 0 | 4233.7075 | 1 | 1 | 269.7053 | 16.0486 | 500.6099 | 29.7884 | 1500 | 89.2562 | 112.1747 | UWFE | 0
4 | 1950 | 1950-05-31 | 6396.6948 | 1 | 50.9867 | 1 | 396.6948 | 24.3918 | 1 | 4172.8188 | 1 | 1 | 221.0393 | 13.5912 | 2273.5491 | 139.7951 | 1500 | 92.2314 | 168.9245 | UWFE | 0
4 | 1950 | 1950-06-30 | 8106.1187 | 0 | 51.3961 | 1 | 0 | 0 | 0 | 3898.8838 | 1 | 1 | 433.4818 | 25.794 | 2603.5125 | 154.9197 | 1500 | 89.2562 | 179.6131 | IBU | 0
4 | 1950 | 1950-07-31 | 9670.4365 | 0 | 52.2543 | 1 | 0 | 0 | 0 | 3515.8723 | 1 | 1 | 482.35 | 29.6585 | 2632.5889 | 161.8716 | 1500 | 92.2314 | 187.9965 | IBU | 0
4 | 1950 | 1950-08-31 | [19 empty] | 2742.2334 | 168.6134 | 437.0708 | 26.8744 | 437.0708 | 26.8744
4 | 1950 | 1950-09-30 | [7 empty] | 3133.936 | 1 | [10 empty] | 1236.519 | 73.578 | 0 | 0 | 0 | 0
4 | 1950 | 1950-10-31 | [19 empty] | 0 | 0 | 1385.6233 | 85.1987 | 0 | 0
4 | 1950 | 1950-11-30 | [19 empty] | 0 | 0 | 0 | 0 | 0 | 0
4 | 1950 | 1950-12-31 | [19 empty] | 0 | 0 | 0 | 0 | 0 | 0
2 | 1951 | 1951-04-30 | 3250 | 0 | 50.0263 | 1 | 0 | 0 | 0 | 4516.4619 | 1 | 0 | 285.896 | 17.012 | 523.7141 | 31.1632 | 870.4789 | 51.7971 | 75.8847 | UWFE | 0
2 | 1951 | 1951-05-31 | 6537.2441 | 1 | 50.0782 | 1 | 537.2441 | 33.0339 | 1 | 4552 | 1 | 0 | 725.9411 | 44.6364 | 1961.9442 | 120.6352 | 1500 | 92.2314 | 174.8672 | UWFE | 0
2 | 1951 | 1951-06-30 | 10659.2461 | 1 | 49.9268 | 1 | 659.2461 | 39.2279 | 1 | 4123.9614 | 1 | 0 | 977.7628 | 58.1809 | 2422.4946 | 144.1484 | 1500 | 89.2562 | 190.4209 | IBU | 0
2 | 1951 | 1951-07-31 | 16000 | 1 | 50.0006 | 1 | 4000 | 245.9504 | 1 | 3378.9827 | 1 | 0 | 1073.9122 | 66.0323 | 2562.8928 | 157.5861 | 1500 | 92.2314 | 204.0406 | IBU | 0
2 | 1951 | 1951-08-31 | [19 empty] | 695.9902 | 42.7948 | 0 | 0 | 0 | 0
2 | 1951 | 1951-09-30 | [7 empty] | 2661.9062 | 1 | [10 empty] | 0 | 0 | 0 | 0 | 0 | 0
2 | 1951 | 1951-10-31 | [19 empty] | 0 | 0 | 951.9967 | 58.536 | 0 | 0
2 | 1951 | 1951-11-30 | [19 empty] | 0 | 0 | 1099.9492 | 65.4515 | 0 | 0
2 | 1951 | 1951-12-31 | [19 empty] | 0 | 0 | 0 | 0 | 0 | 0
1 | 1952 | 1952-04-30 | 16481.4199 | 1 | 46.812 | 1 | 10481.4199 | 623.6878 | 1 | 4290 | 1 | 0 | 93.1022 | 5.54 | 430.7951 | 25.6341 | 1500 | 89.2562 | 104.8432 | UWFE | 0
1 | 1952 | 1952-05-31 | 7205.1543 | 1 | 49.9088 | 1 | 1205.1543 | 74.102 | 1 | 4552 | 1 | 0 | 740.7537 | 45.5472 | 2298.9478 | 141.3568 | 1500 | 92.2314 | 185.6834 | UWFE | 0
1 | 1952 | 1952-06-30 | 6688.2456 | 0 | 51.4966 | 1 | 0 | 0 | 0 | 4500 | 1 | 0 | 1056.9393 | 62.8923 | 2224.6392 | 132.3752 | 1500 | 89.2562 | 186.8899 | UWFE | 0
1 | 1952 | 1952-07-31 | 9808.5918 | 0 | 52.4523 | 1 | 0 | 0 | 0 | 4145.5332 | 1 | 0 | 1272.6998 | 78.2553 | 2503.0557 | 153.9069 | 1500 | 92.2314 | 208.3125 | UWFE | 0
1 | 1952 | 1952-08-31 | [19 empty] | 188.665 | 11.6006 | 0 | 0 | 0 | 0
1 | 1952 | 1952-09-30 | [7 empty] | 3316.7529 | 1 | [10 empty] | 0 | 0 | 38.3109 | 2.2797 | 0 | 0
1 | 1952 | 1952-10-31 | [19 empty] | 0 | 0 | 203.0086 | 12.4825 | 0 | 0
1 | 1952 | 1952-11-30 | [19 empty] | 0 | 0 | 736.8885 | 43.8479 | 0 | 0
1 | 1952 | 1952-12-31 | [19 empty] | 0 | 0 | 0 | 0 | 0 | 0
1 | 1953 | 1953-04-30 | 5435.791 | 0 | 48.9836 | 1 | 0 | 0 | 0 | 4552 | 1 | 0 | 445.4772 | 26.5077 | 432.8041 | 25.7536 | 1500 | 89.2562 | 115.3869 | UWFE | 0
1 | 1953 | 1953-05-31 | 9500.9639 | 1 | 48.5261 | 1 | 3500.9639 | 215.2659 | 1 | 4552 | 1 | 0 | 730.5885 | 44.9221 | 2213.4006 | 136.0967 | 1500 | 92.2314 | 182.7408 | UWFE | 0
1 | 1953 | 1953-06-30 | 8763.9053 | 0 | 50.4203 | 1 | 0 | 0 | 0 | 4500 | 1 | 0 | 1097.9736 | 65.334 | 2273.6465 | 135.2914 | 1500 | 89.2562 | 189.5689 | UWFE | 0
1 | 1953 | 1953-07-31 | 14905.9033 | 1 | 51.295 | 1 | 2905.9033 | 178.677 | 1 | 3867.5134 | 1 | 0 | 1282.4961 | 78.8576 | 2616.6782 | 160.8933 | 1500 | 92.2314 | 212.1068 | IBU | 0
1 | 1953 | 1953-08-31 | [19 empty] | 1656.0713 | 101.8279 | 19.6381 | 1.2075 | 19.6381 | 1.2075
1 | 1953 | 1953-09-30 | [7 empty] | 3007.0503 | 1 | [10 empty] | 0 | 0 | 0 | 0 | 0 | 0
1 | 1953 | 1953-10-31 | [19 empty] | 0 | 0 | 1224.5797 | 75.2965 | 0 | 0
1 | 1953 | 1953-11-30 | [19 empty] | 0 | 0 | 1707.2793 | 101.5902 | 0 | 0
1 | 1953 | 1953-12-31 | [19 empty] | 445.1685 | 27.3723 | 98.7508 | 6.0719 | 98.7508 | 6.0719
2 | 1954 | 1954-04-30 | 10966.7246 | 1 | 48.7392 | 1 | 4966.7246 | 295.5406 | 1 | 4546 | 1 | 0 | 33.8696 | 2.0154 | 347.9214 | 20.7028 | 1500 | 89.2562 | 100.6153 | UWFE | 0
2 | 1954 | 1954-05-31 | 7140.4268 | 1 | 50.8273 | 1 | 1140.4268 | 70.1221 | 1 | 4520.7495 | 1 | 0 | 705.2218 | 43.3624 | 2247.1011 | 138.1689 | 1500 | 92.2314 | 182.997 | UWFE | 0
2 | 1954 | 1954-06-30 | 10288.1543 | 1 | 50.714 | 1 | 288.1543 | 17.1464 | 1 | 4172.916 | 1 | 0 | 1051.8853 | 62.5915 | 2396.1545 | 142.5811 | 1500 | 89.2562 | 191.8425 | IBU | 0
2 | 1954 | 1954-07-31 | 16000 | 1 | 51.3267 | 1 | 4000 | 245.9504 | 1 | 3484.4351 | 1 | 0 | 1187.8694 | 73.0392 | 2562.8928 | 157.5861 | 1500 | 92.2314 | 207.5441 | IBU | 0
2 | 1954 | 1954-08-31 | [19 empty] | 1108.3271 | 68.1484 | 0 | 0 | 0 | 0
2 | 1954 | 1954-09-30 | [7 empty] | 2910.6812 | 1 | [10 empty] | 0 | 0 | 0 | 0 | 0 | 0
2 | 1954 | 1954-10-31 | [19 empty] | 0 | 0 | 798.4457 | 49.0945 | 0 | 0
2 | 1954 | 1954-11-30 | [19 empty] | 0 | 0 | 832.2526 | 49.5225 | 0 | 0
2 | 1954 | 1954-12-31 | [19 empty] | 1750 | 107.6033 | 0 | 0 | 0 | 0
4 | 1955 | 1955-04-30 | 3250 | 0 | 50.4513 | 1 | 0 | 0 | 0 | 3900.9666 | 1 | 1 | 222.8969 | 13.2633 | 466.9581 | 27.7859 | 1500 | 89.2562 | 109.7808 | UWFE | 0
4 | 1955 | 1955-05-31 | 5268.8193 | 0 | 51.6167 | 1 | 0 | 0 | 0 | 4019.9189 | 1 | 1 | 365.3899 | 22.4669 | 2265.772 | 139.3169 | 1486.1831 | 91.3818 | 172.2738 | UWFE | 0
4 | 1955 | 1955-06-30 | 9586.7441 | 0 | 51.2535 | 1 | 0 | 0 | 0 | 3710.1033 | 1 | 1 | 444.3331 | 26.4397 | 2712.6807 | 161.4157 | 1500 | 89.2562 | 183.1839 | IBU | 0
4 | 1955 | 1955-07-31 | 14380.9561 | 1 | 51.8714 | 1 | 2380.9561 | 146.3993 | 1 | 3124.1541 | 1 | 1 | 487.4453 | 29.9718 | 2538.0757 | 156.0602 | 1500 | 92.2314 | 185.2474 | IBU | 146.3993
4 | 1955 | 1955-08-31 | [19 empty] | 3468.54 | 213.2722 | 1565.8888 | 96.2827 | 1565.8888 | 96.2827
4 | 1955 | 1955-09-30 | [7 empty] | 2864.9436 | 1 | [10 empty] | 1724.1929 | 102.5966 | 813.699 | 48.4185 | 813.699 | 48.4185
4 | 1955 | 1955-10-31 | [19 empty] | 0 | 0 | 1413.0873 | 86.8874 | 0 | 0
4 | 1955 | 1955-11-30 | [19 empty] | 1750 | 104.1322 | 1431.4788 | 85.1789 | 1431.4788 | 85.1789
4 | 1955 | 1955-12-31 | [19 empty] | 0 | 0 | 0 | 0 | 0 | 0
1 | 1956 | 1956-04-30 | 3250 | 0 | 49.8951 | 1 | 0 | 0 | 0 | 4525.9761 | 1 | 0 | 274.4471 | 16.3307 | 472.9853 | 28.1446 | 1500 | 89.2562 | 111.4939 | UWFE | 0
1 | 1956 | 1956-05-31 | 9877.4131 | 1 | 47.8752 | 1 | 3877.4131 | 238.4128 | 1 | 4552 | 1 | 0 | 735.6575 | 45.2338 | 2024.1602 | 124.4608 | 1500 | 92.2314 | 177.0787 | UWFE | 0
1 | 1956 | 1956-06-30 | 7543.416 | 0 | 50.0897 | 1 | 0 | 0 | 0 | 4426.123 | 1 | 0 | 1099.931 | 65.4504 | 2200.5312 | 130.9407 | 1500 | 89.2562 | 187.4518 | UWFE | 0
1 | 1956 | 1956-07-31 | 11823.9668 | 0 | 50.2826 | 1 | 0 | 0 | 0 | 3905.5474 | 1 | 0 | 1282.6154 | 78.8649 | 2616.6782 | 160.8933 | 1500 | 92.2314 | 212.1105 | IBU | 0
1 | 1956 | 1956-08-31 | [19 empty] | 2475.1582 | 152.1915 | 0 | 0 | 0 | 0
1 | 1956 | 1956-09-30 | [7 empty] | 3055.8276 | 1 | [10 empty] | 0 | 0 | 0 | 0 | 0 | 0
1 | 1956 | 1956-10-31 | [19 empty] | 0 | 0 | 524.9938 | 32.2806 | 0 | 0
1 | 1956 | 1956-11-30 | [19 empty] | 0 | 0 | 630.5883 | 37.5226 | 0 | 0
1 | 1956 | 1956-12-31 | [19 empty] | 0 | 0 | 0 | 0 | 0 | 0
2 | 1957 | 1957-04-30 | 3250 | 0 | 51.2174 | 1 | 0 | 0 | 0 | 4535.7544 | 1 | 0 | 473.61 | 28.1818 | 459.4242 | 27.3376 | 1500 | 89.2562 | 117.0159 | UWFE | 0
2 | 1957 | 1957-05-31 | 10383.7988 | 1 | 50.1161 | 1 | 4383.7988 | 269.5493 | 1 | 4552 | 1 | 0 | 717.7584 | 44.1332 | 2044.8989 | 125.7359 | 1500 | 92.2314 | 177.166 | UWFE | 0
2 | 1957 | 1957-06-30 | 9041.2539 | 0 | 52.2485 | 1 | 0 | 0 | 0 | 4290.394 | 1 | 0 | 866.6025 | 51.5664 | 2422.4946 | 144.1484 | 1500 | 89.2562 | 187.1136 | IBU | 0
2 | 1957 | 1957-07-31 | 16000 | 1 | 51.8162 | 1 | 4000 | 245.9504 | 1 | 3601.6663 | 1 | 0 | 947.8796 | 58.2828 | 2467.6895 | 151.7323 | 1500 | 92.2314 | 197.239 | IBU | 0
2 | 1957 | 1957-08-31 | [19 empty] | 1622.124 | 99.7405 | 972.9947 | 59.8271 | 972.9947 | 59.8271
2 | 1957 | 1957-09-30 | [7 empty] | 3041.053 | 1 | [10 empty] | 0 | 0 | 579.7745 | 34.499 | 0 | 0
2 | 1957 | 1957-10-31 | [19 empty] | 0 | 0 | 1307.7252 | 80.4089 | 0 | 0
2 | 1957 | 1957-11-30 | [19 empty] | 0 | 0 | 2291.8242 | 136.373 | 0 | 0
2 | 1957 | 1957-12-31 | [19 empty] | 0 | 0 | 0 | 0 | 0 | 0
1 | 1958 | 1958-04-30 | 11542.2393 | 1 | 47.7729 | 1 | 5542.2393 | 329.7861 | 1 | 4173 | 1 | 0 | 28.5275 | 1.6975 | 286.1428 | 17.0267 | 1500 | 89.2562 | 98.6183 | UWFE | 0
1 | 1958 | 1958-05-31 | 6985.3262 | 1 | 51.3851 | 1 | 985.3262 | 60.5853 | 1 | 4552 | 1 | 0 | 454.2844 | 27.9329 | 1943.7979 | 119.5195 | 1500 | 92.2314 | 165.9576 | UWFE | 0
1 | 1958 | 1958-06-30 | 8232.1523 | 0 | 51.6816 | 1 | 0 | 0 | 0 | 4500 | 1 | 0 | 1154.1927 | 68.6792 | 2269.7261 | 135.0581 | 1500 | 89.2562 | 191.1249 | UWFE | 0
1 | 1958 | 1958-07-31 | 12357.0049 | 1 | 52.2247 | 1 | 357.0049 | 21.9514 | 1 | 4105.7368 | 1 | 0 | 1329.9095 | 81.773 | 2552.2114 | 156.9294 | 1500 | 92.2314 | 211.5826 | IBU | 0
1 | 1958 | 1958-08-31 | [19 empty] | 0 | 0 | 0 | 0 | 0 | 0
1 | 1958 | 1958-09-30 | [7 empty] | 3174.582 | 1 | [10 empty] | 0 | 0 | 0 | 0 | 0 | 0
1 | 1958 | 1958-10-31 | [19 empty] | 0 | 0 | 50.6989 | 3.1174 | 0 | 0
1 | 1958 | 1958-11-30 | [19 empty] | 0 | 0 | 1516.7578 | 90.2534 | 0 | 0
1 | 1958 | 1958-12-31 | [19 empty] | 41.4614 | 2.5494 | 0 | 0 | 0 | 0
3 | 1959 | 1959-04-30 | 4176.9141 | 0 | 52.521 | 1 | 0 | 0 | 0 | 4402.9878 | 1 | 0 | 220.1043 | 13.0971 | 554.8545 | 33.0161 | 1474.0967 | 87.7148 | 110.7715 | UWFE | 0
3 | 1959 | 1959-05-31 | 8032.0801 | 1 | 51.6039 | 1 | 2032.0801 | 124.9477 | 1 | 4231.4053 | 1 | 0 | 634.8976 | 39.0383 | 2338.3577 | 143.78 | 1500 | 92.2314 | 183.6406 | UWFE | 0
3 | 1959 | 1959-06-30 | 12238.9375 | 1 | 51.9429 | 1 | 2238.9375 | 133.226 | 1 | 3758.0562 | 1 | 0 | 756.1251 | 44.9926 | 2677.3357 | 159.3125 | 1500 | 89.2562 | 191.4088 | IBU | 0
3 | 1959 | 1959-07-31 | 16000 | 1 | 52.9363 | 1 | 4000 | 245.9504 | 1 | 3122.5605 | 1 | 0 | 824.8505 | 50.7181 | 2537.3855 | 156.0178 | 1500 | 92.2314 | 195.5993 | IBU | 0
3 | 1959 | 1959-08-31 | [19 empty] | 0 | 0 | 580.9988 | 35.7242 | 0 | 0
3 | 1959 | 1959-09-30 | [7 empty] | 2777.2996 | 1 | [10 empty] | 752.3535 | 44.7681 | 162.4661 | 9.6674 | 162.4661 | 9.6674
3 | 1959 | 1959-10-31 | [19 empty] | 0 | 0 | 1540.0111 | 94.6916 | 0 | 0
3 | 1959 | 1959-11-30 | [19 empty] | 0 | 0 | 1347.0541 | 80.1553 | 0 | 0
3 | 1959 | 1959-12-31 | [19 empty] | 595.8394 | 36.6367 | 2025.1993 | 124.5247 | 595.8394 | 36.6367
4 | 1960 | 1960-04-30 | 7127.0625 | 1 | 49.9112 | 1 | 1127.0625 | 67.0649 | 1 | 4172.9888 | 1 | 1 | 16.4874 | 0.98107 | 466.4559 | 27.7561 | 1500 | 89.2562 | 103.6248 | UWFE | 0
4 | 1960 | 1960-05-31 | 4957.1445 | 0 | 52.5273 | 1 | 0 | 0 | 0 | 4264.8516 | 1 | 1 | 320.0725 | 19.6805 | 2099.8628 | 129.1155 | 998.0752 | 61.3693 | 135.7673 | UWFE | 0
4 | 1960 | 1960-06-30 | 13233.9727 | 1 | 51.4405 | 1 | 3233.9727 | 192.4347 | 1 | 3735.5588 | 1 | 1 | 457.7018 | 27.2352 | 2712.6807 | 161.4157 | 1500 | 89.2562 | 183.5816 | IBU | 183.5816
4 | 1960 | 1960-07-31 | 13995.5498 | 1 | 52.786 | 1 | 1995.5498 | 122.7016 | 1 | 3174.9954 | 1 | 1 | 499.181 | 30.6934 | 2441.2615 | 150.1073 | 1500 | 92.2314 | 182.6318 | IBU | 122.7016
4 | 1960 | 1960-08-31 | [19 empty] | 2377.2197 | 146.1695 | 1283.535 | 78.9215 | 1283.535 | 78.9215
4 | 1960 | 1960-09-30 | [7 empty] | 2747.3599 | 1 | [10 empty] | 0 | 0 | 1185.9482 | 70.5688 | 0 | 0
4 | 1960 | 1960-10-31 | [19 empty] | 0 | 0 | 1660.7848 | 102.1177 | 0 | 0
4 | 1960 | 1960-11-30 | [19 empty] | 1750 | 104.1322 | 409.7125 | 24.3796 | 409.7125 | 24.3796
4 | 1960 | 1960-12-31 | [19 empty] | 1750 | 107.6033 | 2387.1279 | 146.7788 | 1750 | 107.6033
4 | 1961 | 1961-04-30 | 3330.928 | 0 | 51.2625 | 1 | 0 | 0 | 0 | 4552 | 1 | 1 | 224.1461 | 13.3376 | 461.4332 | 27.4572 | 1500 | 89.2562 | 109.6536 | UWFE | 0
4 | 1961 | 1961-05-31 | 7787.1885 | 1 | 50.2406 | 1 | 1787.1885 | 109.8899 | 1 | 4502.2798 | 1 | 1 | 270.7625 | 16.6485 | 2241.9163 | 137.8501 | 1500 | 92.2314 | 169.4807 | UWFE | 0
4 | 1961 | 1961-06-30 | 10063.0752 | 1 | 51.53 | 1 | 63.0752 | 3.7532 | 1 | 4143.2856 | 1 | 1 | 520.3307 | 30.9618 | 2605.4656 | 155.036 | 1500 | 89.2562 | 182.2551 | IBU | 3.7532
4 | 1961 | 1961-07-31 | 16000 | 1 | 51.3744 | 1 | 4000 | 245.9504 | 1 | 3417.938 | 1 | 1 | 610.1761 | 37.5183 | 2538.0757 | 156.0602 | 1500 | 92.2314 | 189.0206 | IBU | 189.0206
4 | 1961 | 1961-08-31 | [19 empty] | 2141.4219 | 131.6709 | 3366.3738 | 206.9903 | 2141.4219 | 131.6709
4 | 1961 | 1961-09-30 | [7 empty] | 3030.2942 | 1 | [10 empty] | 543.3823 | 32.3335 | 1068.3673 | 63.5723 | 543.3823 | 32.3335
4 | 1961 | 1961-10-31 | [19 empty] | 0 | 0 | 2354.5803 | 144.7775 | 0 | 0
4 | 1961 | 1961-11-30 | [19 empty] | 559.9888 | 33.3216 | 1388.9673 | 82.6493 | 559.9888 | 33.3216
4 | 1961 | 1961-12-31 | [19 empty] | 1631.4297 | 100.3127 | 1553.0544 | 95.4936 | 1553.0544 | 95.4936
3 | 1962 | 1962-04-30 | 3754.135 | 0 | 51.1166 | 1 | 0 | 0 | 0 | 4552 | 1 | 0 | 412.5512 | 24.5485 | 496.0895 | 29.5194 | 1500 | 89.2562 | 116.2901 | UWFE | 0
3 | 1962 | 1962-05-31 | 8163.2202 | 1 | 49.7835 | 1 | 2163.2202 | 133.0112 | 1 | 4418.8945 | 1 | 0 | 657.1561 | 40.407 | 2288.5784 | 140.7192 | 1500 | 92.2314 | 182.7945 | UWFE | 0
3 | 1962 | 1962-06-30 | 9541.0107 | 0 | 50.6775 | 1 | 0 | 0 | 0 | 4081.9338 | 1 | 0 | 805.9758 | 47.9589 | 2523.6528 | 150.1678 | 1500 | 89.2562 | 188.3195 | IBU | 0
3 | 1962 | 1962-07-31 | 15542.7832 | 1 | 50.5078 | 1 | 3542.7832 | 217.8372 | 1 | 3381.1711 | 1 | 0 | 930.3408 | 57.2044 | 2537.3855 | 156.0178 | 1500 | 92.2314 | 198.8425 | IBU | 0
3 | 1962 | 1962-08-31 | [19 empty] | 2502.5059 | 153.8731 | 326.014 | 20.0458 | 326.014 | 20.0458
3 | 1962 | 1962-09-30 | [7 empty] | 3012.7175 | 1 | [10 empty] | 564.6353 | 33.5981 | 0 | 0 | 0 | 0
3 | 1962 | 1962-10-31 | [19 empty] | 0 | 0 | 0 | 0 | 0 | 0
3 | 1962 | 1962-11-30 | [19 empty] | 0 | 0 | 0 | 0 | 0 | 0
3 | 1962 | 1962-12-31 | [19 empty] | 0 | 0 | 0 | 0 | 0 | 0
1 | 1963 | 1963-04-30 | 30893.4492 | 1 | 48.0211 | 1 | 24893.4492 | 1481.2631 | 1 | 4137 | 1 | 0 | 15.7005 | 0.93425 | 254.5001 | 15.1438 | 1500 | 89.2562 | 97.2952 | UWFE | 0
1 | 1963 | 1963-05-31 | 4724.0718 | 0 | 52.6576 | 1 | 0 | 0 | 0 | 4552 | 1 | 0 | 528.8322 | 32.5166 | 2086.3762 | 128.2863 | 1500 | 92.2314 | 172.6329 | UWFE | 0
1 | 1963 | 1963-06-30 | 8594.7188 | 0 | 52.5437 | 1 | 0 | 0 | 0 | 4318.4883 | 1 | 0 | 1228.4559 | 73.0982 | 2324.6143 | 138.3242 | 1500 | 89.2562 | 194.9674 | IBU | 0
1 | 1963 | 1963-07-31 | 16000 | 1 | 52.1096 | 1 | 4000 | 245.9504 | 1 | 3649.5266 | 1 | 0 | 1381.7018 | 84.9575 | 2521.4749 | 155.0394 | 1500 | 92.2314 | 212.2299 | IBU | 0
1 | 1963 | 1963-08-31 | [19 empty] | 1287.8535 | 79.187 | 0 | 0 | 0 | 0
1 | 1963 | 1963-09-30 | [7 empty] | 2718.1057 | 1 | [10 empty] | 0 | 0 | 0 | 0 | 0 | 0
1 | 1963 | 1963-10-31 | [19 empty] | 0 | 0 | 1189.5573 | 73.143 | 0 | 0
1 | 1963 | 1963-11-30 | [19 empty] | 0 | 0 | 1109.0795 | 65.9948 | 0 | 0
1 | 1963 | 1963-12-31 | [19 empty] | 1750 | 107.6033 | 347.9604 | 21.3952 | 347.9604 | 21.3952
4 | 1964 | 1964-04-30 | 6091.9458 | 1 | 49.5505 | 1 | 91.9458 | 5.4712 | 1 | 3746.6431 | 1 | 1 | 316.7788 | 18.8496 | 564.8998 | 33.6139 | 1500 | 89.2562 | 115.488 | UWFE | 0
4 | 1964 | 1964-05-31 | 6700.6343 | 1 | 50.719 | 1 | 700.6343 | 43.0803 | 1 | 3609.583 | 1 | 1 | 332.7473 | 20.4598 | 2309.8418 | 142.0266 | 1500 | 92.2314 | 173.4746 | UWFE | 0
4 | 1964 | 1964-06-30 | 8947.915 | 0 | 51.8991 | 1 | 0 | 0 | 0 | 3402.845 | 1 | 1 | 359.1174 | 21.369 | 2607.7468 | 155.1717 | 1500 | 89.2562 | 177.5265 | IBU | 0
4 | 1964 | 1964-07-31 | 14511.1045 | 1 | 52.2635 | 1 | 2511.1045 | 154.4018 | 1 | 2786.1204 | 1 | 1 | 422.4683 | 25.9766 | 2533.6196 | 155.7862 | 1500 | 92.2314 | 183.1128 | IBU | 154.4018
4 | 1964 | 1964-08-31 | [19 empty] | 3195.7256 | 196.4975 | 771.8971 | 47.4621 | 771.8971 | 47.4621
4 | 1964 | 1964-09-30 | [7 empty] | 2475.9597 | 1 | [10 empty] | 1001.5879 | 59.5986 | 1010.3552 | 60.1203 | 1001.5879 | 59.5986
4 | 1964 | 1964-10-31 | [19 empty] | 0 | 0 | 1503.1575 | 92.4256 | 0 | 0
4 | 1964 | 1964-11-30 | [19 empty] | 1750 | 104.1322 | 1991.6625 | 118.5121 | 1750 | 104.1322
4 | 1964 | 1964-12-31 | [19 empty] | 0 | 0 | 0 | 0 | 0 | 0
1 | 1965 | 1965-04-30 | 6748.3589 | 1 | 46.9475 | 1 | 748.3589 | 44.5304 | 1 | 4500 | 1 | 0 | 15.9951 | 0.95177 | 409.7 | 24.3788 | 1500 | 89.2562 | 101.9215 | UWFE | 0
1 | 1965 | 1965-05-31 | 6685.5464 | 1 | 49.0954 | 1 | 685.5464 | 42.1526 | 1 | 4530.542 | 1 | 0 | 633.975 | 38.9816 | 2257.9951 | 138.8387 | 1500 | 92.2314 | 181.1416 | UWFE | 0
1 | 1965 | 1965-06-30 | 8087.3091 | 0 | 49.5362 | 1 | 0 | 0 | 0 | 4283.3418 | 1 | 0 | 838.3341 | 49.8843 | 2334.416 | 138.9074 | 1500 | 89.2562 | 183.6521 | UWFE | 0
1 | 1965 | 1965-07-31 | 16000 | 1 | 49.4431 | 1 | 4000 | 245.9504 | 1 | 3588.6501 | 1 | 0 | 922.0832 | 56.6967 | 2612.0735 | 160.6101 | 1500 | 92.2314 | 200.8848 | IBU | 0
1 | 1965 | 1965-08-31 | [19 empty] | 3046.6006 | 187.3282 | 0 | 0 | 0 | 0
1 | 1965 | 1965-09-30 | [7 empty] | 2849.3286 | 1 | [10 empty] | 0 | 0 | 0 | 0 | 0 | 0
1 | 1965 | 1965-10-31 | [19 empty] | 0 | 0 | 958.2055 | 58.9178 | 0 | 0
1 | 1965 | 1965-11-30 | [19 empty] | 0 | 0 | 425.1225 | 25.2965 | 0 | 0
1 | 1965 | 1965-12-31 | [19 empty] | 1261.3301 | 77.5562 | 0 | 0 | 0 | 0
3 | 1966 | 1966-04-30 | 4292.8887 | 0 | 49.8692 | 1 | 0 | 0 | 0 | 4552 | 1 | 0 | 529.8277 | 31.5269 | 552.3431 | 32.8667 | 1500 | 89.2562 | 121.453 | UWFE | 0
3 | 1966 | 1966-05-31 | 8730.6592 | 1 | 49.4726 | 1 | 2730.6592 | 167.9017 | 1 | 4347.7725 | 1 | 0 | 640.7465 | 39.398 | 2340.425 | 143.9071 | 1500 | 92.2314 | 183.884 | IBU | 0
3 | 1966 | 1966-06-30 | 13508.8633 | 1 | 49.8644 | 1 | 3508.8633 | 208.7919 | 1 | 3800.2344 | 1 | 0 | 770.6282 | 45.8556 | 2661.6143 | 158.377 | 1500 | 89.2562 | 191.3725 | IBU | 0
3 | 1966 | 1966-07-31 | 16000 | 1 | 50.8349 | 1 | 4000 | 245.9504 | 1 | 3119.6094 | 1 | 0 | 838.9403 | 51.5844 | 2521.1633 | 155.0203 | 1500 | 92.2314 | 195.5338 | IBU | 0
3 | 1966 | 1966-08-31 | [19 empty] | 0 | 0 | 442.3545 | 27.1993 | 0 | 0
3 | 1966 | 1966-09-30 | [7 empty] | 2583.3672 | 1 | [10 empty] | 0 | 0 | 418.4725 | 24.9008 | 0 | 0
3 | 1966 | 1966-10-31 | [19 empty] | 0 | 0 | 1319.8214 | 81.1527 | 0 | 0
3 | 1966 | 1966-11-30 | [19 empty] | 1750 | 104.1322 | 1161.3711 | 69.1064 | 1161.3711 | 69.1064
3 | 1966 | 1966-12-31 | [19 empty] | 0 | 0 | 0 | 0 | 0 | 0
1 | 1967 | 1967-04-30 | 10209.6709 | 1 | 47.1435 | 1 | 4209.6709 | 250.4928 | 1 | 4479 | 1 | 0 | 39.8704 | 2.3725 | 237.4231 | 14.1277 | 1500 | 89.2562 | 97.5063 | UWFE | 0
1 | 1967 | 1967-05-31 | 12507.457 | 1 | 48.9939 | 1 | 6507.457 | 400.1279 | 1 | 4552 | 1 | 0 | 634.835 | 39.0345 | 2252.2856 | 138.4876 | 1500 | 92.2314 | 180.9925 | UWFE | 0
1 | 1967 | 1967-06-30 | 8491.8008 | 0 | 51.1733 | 1 | 0 | 0 | 0 | 4500 | 1 | 0 | 937.7822 | 55.8019 | 2001.1646 | 119.0776 | 1500 | 89.2562 | 176.6959 | UWFE | 0
1 | 1967 | 1967-07-31 | 11558.0479 | 0 | 52.5317 | 1 | 0 | 0 | 0 | 4019.9312 | 1 | 0 | 1366.8882 | 84.0467 | 2516.8701 | 154.7563 | 1500 | 92.2314 | 211.6329 | UWFE | 0
1 | 1967 | 1967-08-31 | [19 empty] | 1941.6201 | 119.3856 | 0 | 0 | 0 | 0
1 | 1967 | 1967-09-30 | [7 empty] | 3126.8677 | 1 | [10 empty] | 0 | 0 | 0 | 0 | 0 | 0
1 | 1967 | 1967-10-31 | [19 empty] | 0 | 0 | 302.18 | 18.5803 | 0 | 0
1 | 1967 | 1967-11-30 | [19 empty] | 0 | 0 | 1725.1964 | 102.6563 | 0 | 0
1 | 1967 | 1967-12-31 | [19 empty] | 724.8882 | 44.5716 | 0 | 0 | 0 | 0
3 | 1968 | 1968-04-30 | 3250 | 0 | 51.9104 | 1 | 0 | 0 | 0 | 4387.3369 | 1 | 0 | 372.8588 | 22.1866 | 480.017 | 28.563 | 1012.0752 | 60.2227 | 85.5975 | UWFE | 0
3 | 1968 | 1968-05-31 | 7092.5923 | 1 | 51.0287 | 1 | 1092.5923 | 67.1809 | 1 | 4254.6367 | 1 | 0 | 578.8368 | 35.5913 | 2198.3716 | 135.1726 | 1500 | 92.2314 | 177.6133 | UWFE | 0
3 | 1968 | 1968-06-30 | 13090.2783 | 1 | 50.739 | 1 | 3090.2783 | 183.8843 | 1 | 3698.4705 | 1 | 0 | 708.039 | 42.1312 | 2497.6624 | 148.6212 | 1500 | 89.2562 | 184.6324 | IBU | 0
3 | 1968 | 1968-07-31 | 16000 | 1 | 51.8927 | 1 | 4000 | 245.9504 | 1 | 3020.8716 | 1 | 0 | 869.4346 | 53.4595 | 2537.3855 | 156.0178 | 1500 | 92.2314 | 196.97 | IBU | 0
3 | 1968 | 1968-08-31 | [19 empty] | 3886.4238 | 238.9669 | 520.4457 | 32.001 | 520.4457 | 32.001
3 | 1968 | 1968-09-30 | [7 empty] | 2794.0652 | 1 | [10 empty] | 0 | 0 | 164.137 | 9.7668 | 0 | 0
3 | 1968 | 1968-10-31 | [19 empty] | 0 | 0 | 1019.0937 | 62.6616 | 0 | 0
3 | 1968 | 1968-11-30 | [19 empty] | 1750 | 104.1322 | 448.9588 | 26.7149 | 448.9588 | 26.7149
3 | 1968 | 1968-12-31 | [19 empty] | 1750 | 107.6033 | 0 | 0 | 0 | 0
1 | 1969 | 1969-04-30 | 9669.7627 | 1 | 46.9907 | 1 | 3669.7627 | 218.366 | 1 | 4434 | 1 | 0 | 171.7332 | 10.2188 | 463.4423 | 27.5767 | 1500 | 89.2562 | 108.154 | UWFE | 0
1 | 1969 | 1969-05-31 | 9579.458 | 1 | 48.8723 | 1 | 3579.458 | 220.0923 | 1 | 4552 | 1 | 0 | 779.5358 | 47.9318 | 2345.6096 | 144.2259 | 1500 | 92.2314 | 188.3103 | UWFE | 0
1 | 1969 | 1969-06-30 | 8011.48 | 0 | 50.5018 | 1 | 0 | 0 | 0 | 4403.0791 | 1 | 0 | 1103.2566 | 65.6483 | 2226.0151 | 132.4571 | 1500 | 89.2562 | 188.3089 | UWFE | 0
1 | 1969 | 1969-07-31 | 11045.0781 | 0 | 51.5087 | 1 | 0 | 0 | 0 | 3947.4578 | 1 | 0 | 1249.1562 | 76.8076 | 2516.8701 | 154.7563 | 1500 | 92.2314 | 208.0134 | IBU | 0
1 | 1969 | 1969-08-31 | [19 empty] | 1533.791 | 94.3091 | 0 | 0 | 0 | 0
1 | 1969 | 1969-09-30 | [7 empty] | 3239.3909 | 1 | [10 empty] | 0 | 0 | 42.8577 | 2.5502 | 0 | 0
1 | 1969 | 1969-10-31 | [19 empty] | 0 | 0 | 245.9806 | 15.1248 | 0 | 0
1 | 1969 | 1969-11-30 | [19 empty] | 0 | 0 | 0 | 0 | 0 | 0
1 | 1969 | 1969-12-31 | [19 empty] | 0 | 0 | 0 | 0 | 0 | 0
1 | 1970 | 1970-04-30 | 3250 | 0 | 49.8044 | 1 | 0 | 0 | 0 | 4291.0645 | 1 | 0 | 73.1966 | 4.3555 | 508.6461 | 30.2665 | 713.9839 | 42.485 | 59.796 | UWFE | 0
1 | 1970 | 1970-05-31 | 6423.0225 | 1 | 49.8999 | 1 | 423.0225 | 26.0106 | 1 | 4231.8843 | 1 | 0 | 572.1926 | 35.1828 | 2315.0266 | 142.3454 | 1500 | 92.2314 | 180.9955 | UWFE | 0
1 | 1970 | 1970-06-30 | 11296.084 | 1 | 49.3744 | 1 | 1296.084 | 77.1224 | 1 | 3804.7209 | 1 | 0 | 657.6102 | 39.1305 | 2256.0039 | 134.2416 | 1500 | 89.2562 | 175.9422 | IBU | 0
1 | 1970 | 1970-07-31 | 15933.2969 | 1 | 50.2642 | 1 | 3933.2969 | 241.849 | 1 | 3122.0967 | 1 | 0 | 784.4171 | 48.2319 | 2616.6782 | 160.8933 | 1500 | 92.2314 | 196.794 | IBU | 0
1 | 1970 | 1970-08-31 | [19 empty] | 1360.1201 | 83.6305 | 0 | 0 | 0 | 0
1 | 1970 | 1970-09-30 | [7 empty] | 2249.6484 | 1 | [10 empty] | 0 | 0 | 762.3438 | 45.3626 | 0 | 0
1 | 1970 | 1970-10-31 | [19 empty] | 0 | 0 | 958.8508 | 58.9574 | 0 | 0
1 | 1970 | 1970-11-30 | [19 empty] | 0 | 0 | 1112.5507 | 66.2014 | 0 | 0
1 | 1970 | 1970-12-31 | [19 empty] | 0 | 0 | 0 | 0 | 0 | 0
1 | 1971 | 1971-04-30 | 3250 | 0 | 50.1011 | 1 | 0 | 0 | 0 | 4470.4141 | 1 | 0 | 663.0163 | 39.4522 | 563.3929 | 33.5242 | 1500 | 89.2562 | 125.7444 | UWFE | 0
1 | 1971 | 1971-05-31 | 8956.8486 | 1 | 49.0741 | 1 | 2956.8486 | 181.8095 | 1 | 4552 | 1 | 0 | 722.5508 | 44.4279 | 1990.4598 | 122.3886 | 1500 | 92.2314 | 175.6397 | UWFE | 0
1 | 1971 | 1971-06-30 | 7962.2466 | 0 | 51.378 | 1 | 0 | 0 | 0 | 4500 | 1 | 0 | 865.0387 | 51.4734 | 2342.2573 | 139.374 | 1500 | 89.2562 | 184.6799 | UWFE | 0
1 | 1971 | 1971-07-31 | 15771.3086 | 1 | 51.1682 | 1 | 3771.3086 | 231.8887 | 1 | 3763.6338 | 1 | 0 | 964.2192 | 59.2875 | 2521.4749 | 155.0394 | 1500 | 92.2314 | 199.3949 | IBU | 0
1 | 1971 | 1971-08-31 | [19 empty] | 2535.5293 | 155.9036 | 367.7022 | 22.6091 | 367.7022 | 22.6091
1 | 1971 | 1971-09-30 | [7 empty] | 2942.958 | 1 | [10 empty] | 0 | 0 | 0 | 0 | 0 | 0
1 | 1971 | 1971-10-31 | [19 empty] | 0 | 0 | 1216.4792 | 74.7984 | 0 | 0
1 | 1971 | 1971-11-30 | [19 empty] | 0 | 0 | 1703.5538 | 101.3685 | 0 | 0
1 | 1971 | 1971-12-31 | [19 empty] | 1750 | 107.6033 | 0 | 0 | 0 | 0
3 | 1972 | 1972-04-30 | 4466.645 | 0 | 50.0822 | 1 | 0 | 0 | 0 | 4552 | 1 | 0 | 323.2535 | 19.2349 | 539.2842 | 32.0896 | 1500 | 89.2562 | 114.9185 | UWFE | 0
3 | 1972 | 1972-05-31 | 7295.1348 | 1 | 50.6107 | 1 | 1295.1348 | 79.6347 | 1 | 4444.4248 | 1 | 0 | 214.1783 | 13.1693 | 2237.2563 | 137.5635 | 1500 | 92.2314 | 167.5978 | UWFE | 0
3 | 1972 | 1972-06-30 | 13446.585 | 1 | 50.5292 | 1 | 3446.585 | 205.086 | 1 | 3879.4409 | 1 | 0 | 428.4666 | 25.4955 | 2616.696 | 155.7042 | 1500 | 89.2562 | 179.8561 | IBU | 0
3 | 1972 | 1972-07-31 | 15975.8271 | 1 | 51.617 | 1 | 3975.8271 | 244.4641 | 1 | 3200 | 1 | 0 | 484.0748 | 29.7646 | 2537.3855 | 156.0178 | 1500 | 92.2314 | 185.1226 | IBU | 0
3 | 1972 | 1972-08-31 | [19 empty] | 1879.541 | 115.5685 | 1250.8757 | 76.9134 | 1250.8757 | 76.9134
3 | 1972 | 1972-09-30 | [7 empty] | 2958.2964 | 1 | [10 empty] | 1243.7227 | 74.0066 | 954.7809 | 56.8134 | 954.7809 | 56.8134
3 | 1972 | 1972-10-31 | [19 empty] | 129.999 | 7.9933 | 439.7225 | 27.0375 | 129.999 | 7.9933
3 | 1972 | 1972-11-30 | [19 empty] | 1244.0745 | 74.0276 | 2301.5762 | 136.9533 | 1244.0745 | 74.0276
3 | 1972 | 1972-12-31 | [19 empty] | 0 | 0 | 0 | 0 | 0 | 0
2 | 1973 | 1973-04-30 | 3250 | 0 | 50.5814 | 1 | 0 | 0 | 0 | 4464.4717 | 1 | 0 | 411.989 | 24.515 | 453.397 | 26.979 | 1500 | 89.2562 | 115.0032 | UWFE | 0
2 | 1973 | 1973-05-31 | 6365.7554 | 1 | 51.2658 | 1 | 365.7554 | 22.4894 | 1 | 4489.7715 | 1 | 0 | 753.9079 | 46.356 | 2250.2183 | 138.3605 | 1500 | 92.2314 | 184.5897 | UWFE | 0
2 | 1973 | 1973-06-30 | 13158.1406 | 1 | 49.9006 | 1 | 3158.1406 | 187.9224 | 1 | 3919.5508 | 1 | 0 | 1050.8997 | 62.5329 | 2424.5208 | 144.269 | 1500 | 89.2562 | 192.6571 | IBU | 0
2 | 1973 | 1973-07-31 | 16000 | 1 | 50.5793 | 1 | 4000 | 245.9504 | 1 | 3219.9336 | 1 | 0 | 1148.6138 | 70.6255 | 2522.6577 | 155.1122 | 1500 | 92.2314 | 205.1002 | IBU | 0
2 | 1973 | 1973-08-31 | [19 empty] | 3232.0947 | 198.7338 | 266.0858 | 16.361 | 266.0858 | 16.361
2 | 1973 | 1973-09-30 | [7 empty] | 2805.6096 | 1 | [10 empty] | 0 | 0 | 632.8945 | 37.6598 | 0 | 0
2 | 1973 | 1973-10-31 | [19 empty] | 0 | 0 | 827.6483 | 50.8901 | 0 | 0
2 | 1973 | 1973-11-30 | [19 empty] | 0 | 0 | 0 | 0 | 0 | 0
2 | 1973 | 1973-12-31 | [19 empty] | 0 | 0 | 0 | 0 | 0 | 0
1 | 1974 | 1974-04-30 | 5857.2148 | 0 | 48.4155 | 1 | 0 | 0 | 0 | 4289 | 1 | 0 | 44.7164 | 2.6608 | 403.1705 | 23.9903 | 1500 | 89.2562 | 102.5818 | UWFE | 0
1 | 1974 | 1974-05-31 | 5594.6343 | 0 | 50.9343 | 1 | 0 | 0 | 0 | 4515.0288 | 1 | 0 | 762.7927 | 46.9023 | 2255.4028 | 138.6793 | 1500 | 92.2314 | 185.0222 | UWFE | 0
1 | 1974 | 1974-06-30 | 8124.5073 | 0 | 51.2551 | 1 | 0 | 0 | 0 | 4359.8823 | 1 | 0 | 1221.212 | 72.6672 | 2328.5349 | 138.5574 | 1500 | 89.2562 | 194.8685 | UWFE | 0
1 | 1974 | 1974-07-31 | 12602.3799 | 1 | 51.6808 | 1 | 602.3799 | 37.0389 | 1 | 3927.6494 | 1 | 0 | 1157.8093 | 71.1909 | 2265.9106 | 139.3254 | 1500 | 92.2314 | 197.4896 | IBU | 0
1 | 1974 | 1974-08-31 | [19 empty] | 2404.6592 | 147.8567 | 0 | 0 | 0 | 0
1 | 1974 | 1974-09-30 | [7 empty] | 3201.7532 | 1 | [10 empty] | 0 | 0 | 0 | 0 | 0 | 0
1 | 1974 | 1974-10-31 | [19 empty] | 0 | 0 | 1233.318 | 75.8338 | 0 | 0
1 | 1974 | 1974-11-30 | [19 empty] | 0 | 0 | 1391.8278 | 82.8195 | 0 | 0
1 | 1974 | 1974-12-31 | [19 empty] | 1750 | 107.6033 | 0 | 0 | 0 | 0
1 | 1975 | 1975-04-30 | 3250 | 0 | 50.4704 | 1 | 0 | 0 | 0 | 4449.6987 | 1 | 0 | 348.7161 | 20.7501 | 422.2566 | 25.126 | 1500 | 89.2562 | 112.1942 | UWFE | 0
1 | 1975 | 1975-05-31 | 9954.1455 | 1 | 50.2793 | 1 | 3954.1455 | 243.1309 | 1 | 4552 | 1 | 0 | 880.4407 | 54.1362 | 2314.5017 | 142.3132 | 1500 | 92.2314 | 190.4561 | UWFE | 0
1 | 1975 | 1975-06-30 | 8908.6064 | 0 | 51.9626 | 1 | 0 | 0 | 0 | 4422.0156 | 1 | 0 | 1191.2261 | 70.8829 | 2278.9434 | 135.6065 | 1500 | 89.2562 | 192.5009 | UWFE | 0
1 | 1975 | 1975-07-31 | 13871.7422 | 1 | 52.1751 | 1 | 1871.7422 | 115.0889 | 1 | 3940.1907 | 1 | 0 | 1259.2373 | 77.4275 | 2566.0256 | 157.7788 | 1500 | 92.2314 | 209.8345 | IBU | 0
1 | 1975 | 1975-08-31 | [19 empty] | 2236.9766 | 137.5463 | 0 | 0 | 0 | 0
1 | 1975 | 1975-09-30 | [7 empty] | 3139.9026 | 1 | [10 empty] | 0 | 0 | 0 | 0 | 0 | 0
1 | 1975 | 1975-10-31 | [19 empty] | 0 | 0 | 935.7257 | 57.5355 | 0 | 0
1 | 1975 | 1975-11-30 | [19 empty] | 0 | 0 | 1105.7954 | 65.7994 | 0 | 0
1 | 1975 | 1975-12-31 | [19 empty] | 1750 | 107.6033 | 0 | 0 | 0 | 0
4 | 1976 | 1976-04-30 | 3250 | 0 | 51.5879 | 1 | 0 | 0 | 0 | 3878.49 | 1 | 1 | 162.4164 | 9.6644 | 525.2208 | 31.2528 | 1238.2817 | 73.6829 | 94.1415 | UWFE | 0
4 | 1976 | 1976-05-31 | 10081.5947 | 1 | 51.4431 | 1 | 4081.5947 | 250.9675 | 1 | 3615.46 | 1 | 1 | 197.6355 | 12.1521 | 2397.4563 | 147.4138 | 1500 | 92.2314 | 172.0144 | IBU | 172.0144
4 | 1976 | 1976-06-30 | 9693.1299 | 0 | 52.9647 | 1 | 0 | 0 | 0 | 3290.3748 | 1 | 1 | 220.8133 | 13.1393 | 2496.3179 | 148.5412 | 1500 | 89.2562 | 170.0965 | IBU | 0
4 | 1976 | 1976-07-31 | 13307.6348 | 1 | 54.0764 | 0 | 0 | 0 | 0 | 2839.3403 | 1 | 1 | 243.2985 | 14.9598 | 2326.6448 | 143.0598 | 1500 | 92.2314 | 171.2412 | IBU | 0
4 | 1976 | 1976-08-31 | [19 empty] | 5361.2148 | 329.6483 | 1948.8915 | 119.8327 | 1948.8915 | 119.8327
4 | 1976 | 1976-09-30 | [7 empty] | 2776.3486 | 1 | [10 empty] | 1119.0684 | 66.5892 | 1649.7568 | 98.1673 | 1119.0684 | 66.5892
4 | 1976 | 1976-10-31 | [19 empty] | 0 | 0 | 1735.9191 | 106.7375 | 0 | 0
4 | 1976 | 1976-11-30 | [19 empty] | 0 | 0 | 1444.7786 | 85.9703 | 0 | 0
4 | 1976 | 1976-12-31 | [19 empty] | 0 | 0 | 2446.426 | 150.4249 | 0 | 0
5 | 1977 | 1977-04-30 | 7071.751 | 1 | 50.7919 | 1 | 1071.751 | 63.7736 | 1 | 1944.6559 | 1 | 1 | 201.6096 | 11.9966 | 581.8025 | 34.6197 | 1500 | 89.2562 | 112.5643 | IBU | 0
5 | 1977 | 1977-05-31 | 5902.6396 | 0 | 52.3272 | 1 | 0 | 0 | 0 | 1775.2607 | 1 | 1 | 129.1551 | 7.9414 | 1768.8984 | 108.7653 | 1500 | 92.2314 | 150.5848 | IBU | 0
5 | 1977 | 1977-06-30 | 12227.6289 | 1 | 54.2871 | 1 | 2227.6289 | 132.5531 | 1 | 1227.3998 | 1 | 1 | 215.2688 | 12.8094 | 2477.7227 | 147.4347 | 1500 | 89.2562 | 169.3783 | IBU | 0
5 | 1977 | 1977-07-31 | 12847.9814 | 1 | 56.799 | 0 | 0 | 0 | 0 | 674.0114 | 1 | 1 | 236.5211 | 14.5431 | 2273.3716 | 139.7842 | 1500 | 92.2314 | 169.395 | IBU | 0
5 | 1977 | 1977-08-31 | [19 empty] | 2812.3945 | 172.9274 | 3103.3232 | 190.8159 | 2812.3945 | 172.9274
5 | 1977 | 1977-09-30 | [7 empty] | 550 | 0 | [10 empty] | 2011.7861 | 119.7096 | 2002.1653 | 119.1371 | 2002.1653 | 119.1371
5 | 1977 | 1977-10-31 | [19 empty] | 0 | 0 | 1799.3027 | 110.6348 | 0 | 0
5 | 1977 | 1977-11-30 | [19 empty] | 1635.6804 | 97.3297 | 1647.7871 | 98.0501 | 1635.6804 | 97.3297
5 | 1977 | 1977-12-31 | [19 empty] | 1750 | 107.6033 | 1898.1753 | 116.7142 | 1750 | 107.6033
2 | 1978 | 1978-04-30 | 5366.9473 | 0 | 47.1742 | 1 | 0 | 0 | 0 | 4552 | 1 | 0 | 14.3499 | 0.85388 | 353.4463 | 21.0315 | 1500 | 89.2562 | 100.1989 | UWFE | 0
2 | 1978 | 1978-05-31 | 8295.8477 | 1 | 48.7541 | 1 | 2295.8477 | 141.1662 | 1 | 4552 | 1 | 0 | 802.3403 | 49.334 | 2254.8779 | 138.647 | 1500 | 92.2314 | 186.2219 | UWFE | 0
2 | 1978 | 1978-06-30 | 9561.7168 | 0 | 49.9637 | 1 | 0 | 0 | 0 | 4231.4814 | 1 | 0 | 1242.4238 | 73.9294 | 2349.4448 | 139.8017 | 1500 | 89.2562 | 196.1217 | UWFE | 0
2 | 1978 | 1978-07-31 | 13248.9893 | 1 | 50.878 | 1 | 1248.9893 | 76.7974 | 1 | 3678.9851 | 1 | 0 | 1355.9877 | 83.3764 | 2562.8928 | 157.5861 | 1500 | 92.2314 | 212.7127 | IBU | 0
2 | 1978 | 1978-08-31 | [19 empty] | 2312.0869 | 142.1647 | 138.0856 | 8.4905 | 138.0856 | 8.4905
2 | 1978 | 1978-09-30 | [7 empty] | 3233.9426 | 1 | [10 empty] | 0 | 0 | 124.3065 | 7.3968 | 0 | 0
2 | 1978 | 1978-10-31 | [19 empty] | 0 | 0 | 308.3386 | 18.959 | 0 | 0
2 | 1978 | 1978-11-30 | [19 empty] | 0 | 0 | 283.4688 | 16.8676 | 0 | 0
2 | 1978 | 1978-12-31 | [19 empty] | 84.7788 | 5.2128 | 569.0425 | 34.9891 | 84.7788 | 5.2128
4 | 1979 | 1979-04-30 | 3250 | 0 | 51.2702 | 1 | 0 | 0 | 0 | 4053.4419 | 1 | 1 | 214.2449 | 12.7485 | 439.3336 | 26.1422 | 1500 | 89.2562 | 108.7015 | UWFE | 0
4 | 1979 | 1979-05-31 | 4739.0381 | 0 | 53.2229 | 1 | 0 | 0 | 0 | 4220.813 | 1 | 1 | 321.9245 | 19.7944 | 2260.5874 | 138.9981 | 1374.9395 | 84.5417 | 163.938 | UWFE | 0
4 | 1979 | 1979-06-30 | 10586.1377 | 1 | 51.5449 | 1 | 586.1377 | 34.8776 | 1 | 3800.5693 | 1 | 1 | 618.1641 | 36.7833 | 2677.3357 | 159.3125 | 1500 | 89.2562 | 187.3041 | IBU | 34.8776
4 | 1979 | 1979-07-31 | 10198.0205 | 0 | 52.8379 | 1 | 0 | 0 | 0 | 3407.8647 | 1 | 1 | 673.1793 | 41.3922 | 2632.5889 | 161.8716 | 1500 | 92.2314 | 193.8633 | IBU | 0
4 | 1979 | 1979-08-31 | [19 empty] | 3696.8379 | 227.3097 | 53.1248 | 3.2665 | 53.1248 | 3.2665
4 | 1979 | 1979-09-30 | [7 empty] | 3119.8076 | 1 | [10 empty] | 1204.8975 | 71.6964 | 0 | 0 | 0 | 0
4 | 1979 | 1979-10-31 | [19 empty] | 851.0474 | 52.3289 | 801.0798 | 49.2565 | 801.0798 | 49.2565
4 | 1979 | 1979-11-30 | [19 empty] | 0 | 0 | 1226.4319 | 72.9778 | 0 | 0
4 | 1979 | 1979-12-31 | [19 empty] | 725.7241 | 44.623 | 0 | 0 | 0 | 0
2 | 1980 | 1980-04-30 | 3250 | 0 | 50.9493 | 1 | 0 | 0 | 0 | 4390.5459 | 1 | 0 | 343.8535 | 20.4607 | 435.8177 | 25.933 | 1500 | 89.2562 | 112.453 | UWFE | 0
2 | 1980 | 1980-05-31 | 6651.8936 | 1 | 50.0888 | 1 | 651.8936 | 40.0834 | 1 | 4360.0034 | 1 | 0 | 671.3967 | 41.2826 | 2141.3401 | 131.6659 | 1500 | 92.2314 | 178.7056 | UWFE | 0
2 | 1980 | 1980-06-30 | 9056.002 | 0 | 51.1239 | 1 | 0 | 0 | 0 | 4114.1909 | 1 | 0 | 914.7728 | 54.4328 | 2280.5554 | 135.7025 | 1500 | 89.2562 | 184.3238 | UWFE | 0
2 | 1980 | 1980-07-31 | 11086.1113 | 0 | 51.426 | 1 | 0 | 0 | 0 | 3708.1541 | 1 | 0 | 1062.2654 | 65.3162 | 2538.1265 | 156.0633 | 1500 | 92.2314 | 202.9211 | IBU | 0
2 | 1980 | 1980-08-31 | [19 empty] | 2860.5693 | 175.8896 | 0 | 0 | 0 | 0
2 | 1980 | 1980-09-30 | [7 empty] | 3161.3862 | 1 | [10 empty] | 0 | 0 | 103.587 | 6.1639 | 0 | 0
2 | 1980 | 1980-10-31 | [19 empty] | 0 | 0 | 295.8243 | 18.1895 | 0 | 0
2 | 1980 | 1980-11-30 | [19 empty] | 0 | 0 | 250.8931 | 14.9292 | 0 | 0
2 | 1980 | 1980-12-31 | [19 empty] | 1750 | 107.6033 | 0 | 0 | 0 | 0
4 | 1981 | 1981-04-30 | 3250 | 0 | 51.8358 | 1 | 0 | 0 | 0 | 4273.4536 | 1 | 1 | 216.9279 | 12.9081 | 405.1796 | 24.1099 | 1500 | 89.2562 | 107.7652 | UWFE | 0
4 | 1981 | 1981-05-31 | 7636.0425 | 1 | 50.9829 | 1 | 1636.0425 | 100.5963 | 1 | 4072.6497 | 1 | 1 | 512.2 | 31.4939 | 2162.0786 | 132.941 | 1500 | 92.2314 | 174.4489 | IBU | 100.5963
4 | 1981 | 1981-06-30 | 14118.2598 | 1 | 50.9393 | 1 | 4118.2598 | 245.0535 | 1 | 3447.1714 | 1 | 1 | 824.0275 | 49.033 | 2714.9617 | 161.5514 | 1500 | 89.2562 | 194.5484 | IBU | 194.5484
4 | 1981 | 1981-07-31 | 16000 | 1 | 52.2455 | 1 | 4000 | 245.9504 | 1 | 2809.8137 | 1 | 1 | 902.3347 | 55.4824 | 2538.0757 | 156.0602 | 1500 | 92.2314 | 198.0027 | IBU | 198.0027
4 | 1981 | 1981-08-31 | [19 empty] | 3032.4131 | 186.4558 | 3055.6211 | 187.8828 | 3032.4131 | 186.4558
4 | 1981 | 1981-09-30 | [7 empty] | 2475.9668 | 1 | [10 empty] | 646.4053 | 38.4638 | 917.5333 | 54.597 | 646.4053 | 38.4638
4 | 1981 | 1981-10-31 | [19 empty] | 1680.0896 | 103.3047 | 1399.4996 | 86.0519 | 1399.4996 | 86.0519
4 | 1981 | 1981-11-30 | [19 empty] | 0 | 0 | 0 | 0 | 0 | 0
4 | 1981 | 1981-12-31 | [19 empty] | 0 | 0 | 0 | 0 | 0 | 0
1 | 1982 | 1982-04-30 | 24913.6875 | 1 | 46.6572 | 1 | 18913.6875 | 1125.4426 | 1 | 4094 | 1 | 0 | 47.4325 | 2.8224 | 305.7311 | 18.1923 | 1500 | 89.2562 | 99.7635 | UWFE | 0
1 | 1982 | 1982-05-31 | 3472.7239 | 0 | 53.5708 | 1 | 0 | 0 | 0 | 4481.1909 | 1 | 0 | 674.9889 | 41.5034 | 2221.7024 | 136.6072 | 858.0898 | 52.7619 | 141.8172 | UWFE | 0
1 | 1982 | 1982-06-30 | 6372.1196 | 0 | 52.3769 | 1 | 0 | 0 | 0 | 4397.3564 | 1 | 0 | 1084.0577 | 64.5059 | 2094.6748 | 124.6418 | 1500 | 89.2562 | 183.8301 | UWFE | 0
1 | 1982 | 1982-07-31 | 10502.3789 | 0 | 52.6552 | 1 | 0 | 0 | 0 | 4071.5906 | 1 | 0 | 1375.245 | 84.5605 | 2616.6782 | 160.8933 | 1500 | 92.2314 | 214.9583 | IBU | 0
1 | 1982 | 1982-08-31 | [19 empty] | 2772.0557 | 170.4471 | 0 | 0 | 0 | 0
1 | 1982 | 1982-09-30 | [7 empty] | 3400 | 1 | [10 empty] | 0 | 0 | 0 | 0 | 0 | 0
1 | 1982 | 1982-10-31 | [19 empty] | 0 | 0 | 0 | 0 | 0 | 0
1 | 1982 | 1982-11-30 | [19 empty] | 0 | 0 | 0 | 0 | 0 | 0
1 | 1982 | 1982-12-31 | [19 empty] | 0 | 0 | 0 | 0 | 0 | 0
1 | 1983 | 1983-04-30 | 21283.2871 | 1 | 47.2461 | 1 | 15283.2871 | 909.4187 | 1 | 4074 | 1 | 0 | 21.9028 | 1.3033 | 283.1292 | 16.8474 | 1500 | 89.2562 | 98.3315 | UWFE | 0
1 | 1983 | 1983-05-31 | 9426.209 | 1 | 51.257 | 1 | 3426.209 | 210.6694 | 1 | 4552 | 1 | 0 | 574.8585 | 35.3467 | 2133.0383 | 131.1554 | 1500 | 92.2314 | 175.4824 | UWFE | 0
1 | 1983 | 1983-06-30 | 12851.6533 | 1 | 52.0776 | 1 | 2851.6533 | 169.6852 | 1 | 4500 | 1 | 0 | 1170.4651 | 69.6475 | 2257.9641 | 134.3582 | 1500 | 89.2562 | 191.2591 | UWFE | 0
1 | 1983 | 1983-07-31 | 13464.8525 | 1 | 52.8013 | 1 | 1464.8525 | 90.0703 | 1 | 4150 | 1 | 0 | 1382.7108 | 85.0196 | 2616.6782 | 160.8933 | 1500 | 92.2314 | 215.1878 | UWFE | 0
1 | 1983 | 1983-08-31 | [19 empty] | 0 | 0 | 0 | 0 | 0 | 0
1 | 1983 | 1983-09-30 | [7 empty] | 3400 | 1 | [10 empty] | 0 | 0 | 0 | 0 | 0 | 0
1 | 1983 | 1983-10-31 | [19 empty] | 0 | 0 | 322.6831 | 19.841 | 0 | 0
1 | 1983 | 1983-11-30 | [19 empty] | 0 | 0 | 0 | 0 | 0 | 0
1 | 1983 | 1983-12-31 | [19 empty] | 0 | 0 | 0 | 0 | 0 | 0
1 | 1984 | 1984-04-30 | 3741.8496 | 0 | 49.9453 | 1 | 0 | 0 | 0 | 4552 | 1 | 0 | 325.6031 | 19.3747 | 551.3386 | 32.8069 | 1500 | 89.2562 | 115.347 | UWFE | 0
1 | 1984 | 1984-05-31 | 7339.0913 | 1 | 50.4137 | 1 | 1339.0913 | 82.3375 | 1 | 4539.2036 | 1 | 0 | 787.2463 | 48.4059 | 2330.5806 | 143.3018 | 1500 | 92.2314 | 188.0853 | UWFE | 0
1 | 1984 | 1984-06-30 | 11324.585 | 1 | 50.5185 | 1 | 1324.585 | 78.8183 | 1 | 4156.2476 | 1 | 0 | 904.4803 | 53.8203 | 2326.5747 | 138.4408 | 1500 | 89.2562 | 185.3868 | IBU | 0
1 | 1984 | 1984-07-31 | 16000 | 1 | 51.3119 | 1 | 4000 | 245.9504 | 1 | 3457.7817 | 1 | 0 | 1002.6513 | 61.6506 | 2616.6782 | 160.8933 | 1500 | 92.2314 | 203.5034 | IBU | 0
1 | 1984 | 1984-08-31 | [19 empty] | 3392.3506 | 208.5875 | 0 | 0 | 0 | 0
1 | 1984 | 1984-09-30 | [7 empty] | 2599.4578 | 1 | [10 empty] | 0 | 0 | 489.4626 | 29.125 | 0 | 0
1 | 1984 | 1984-10-31 | [19 empty] | 0 | 0 | 692.68 | 42.5912 | 0 | 0
1 | 1984 | 1984-11-30 | [19 empty] | 1750 | 104.1322 | 0 | 0 | 0 | 0
1 | 1984 | 1984-12-31 | [19 empty] | 1750 | 107.6033 | 0 | 0 | 0 | 0
3 | 1985 | 1985-04-30 | 3250 | 0 | 52.4613 | 1 | 0 | 0 | 0 | 3952.6741 | 1 | 0 | 325.0539 | 19.342 | 469.9717 | 27.9653 | 1164.9433 | 69.3189 | 92.9726 | UWFE | 0
3 | 1985 | 1985-05-31 | 8077.9692 | 1 | 50.8616 | 1 | 2077.9692 | 127.7693 | 1 | 3694.7708 | 1 | 0 | 497.9439 | 30.6174 | 2340.425 | 143.9071 | 1500 | 92.2314 | 179.4937 | IBU | 0
3 | 1985 | 1985-06-30 | 12637.8848 | 1 | 51.7141 | 1 | 2637.8848 | 156.965 | 1 | 3196.5283 | 1 | 0 | 737.8312 | 43.904 | 2708.1184 | 161.1442 | 1500 | 89.2562 | 191.7803 | IBU | 0
3 | 1985 | 1985-07-31 | 15330.4727 | 1 | 53.3275 | 1 | 3330.4727 | 204.7828 | 1 | 2582.7463 | 1 | 0 | 805.3907 | 49.5215 | 2442.8723 | 150.2064 | 1500 | 92.2314 | 192.0954 | IBU | 0
3 | 1985 | 1985-08-31 | [19 empty] | 181.1074 | 11.1359 | 2388.4832 | 146.8621 | 181.1074 | 11.1359
3 | 1985 | 1985-09-30 | [7 empty] | 2217.7996 | 1 | [10 empty] | 425.6074 | 25.3254 | 202.4304 | 12.0454 | 202.4304 | 12.0454
3 | 1985 | 1985-10-31 | [19 empty] | 206.248 | 12.6817 | 1064.7911 | 65.4715 | 206.248 | 12.6817
3 | 1985 | 1985-11-30 | [19 empty] | 1374.3804 | 81.7813 | 110.7291 | 6.5888 | 110.7291 | 6.5888
3 | 1985 | 1985-12-31 | [19 empty] | 1750 | 107.6033 | 364.4573 | 22.4096 | 364.4573 | 22.4096
1 | 1986 | 1986-04-30 | 3250 | 0 | 51.8915 | 1 | 0 | 0 | 0 | 4012.636 | 1 | 0 | 174.0912 | 10.3591 | 419.7452 | 24.9766 | 1500 | 89.2562 | 106.9241 | UWFE | 0
1 | 1986 | 1986-05-31 | 6404.0444 | 1 | 50.9227 | 1 | 404.0444 | 24.8437 | 1 | 4026.9753 | 1 | 0 | 294.5406 | 18.1106 | 2245.0334 | 138.0417 | 1500 | 92.2314 | 170.3076 | UWFE | 0
1 | 1986 | 1986-06-30 | 8645.5615 | 0 | 51.6377 | 1 | 0 | 0 | 0 | 3745.9563 | 1 | 0 | 616.0547 | 36.6578 | 2278.9434 | 135.6065 | 1500 | 89.2562 | 175.3884 | IBU | 0
1 | 1986 | 1986-07-31 | 12633.6152 | 1 | 51.9148 | 1 | 633.6152 | 38.9595 | 1 | 3301.9048 | 1 | 0 | 673.4473 | 41.4087 | 2521.4749 | 155.0394 | 1500 | 92.2314 | 190.4555 | IBU | 0
1 | 1986 | 1986-08-31 | [19 empty] | 2770.2432 | 170.3356 | 387.9798 | 23.8559 | 387.9798 | 23.8559
1 | 1986 | 1986-09-30 | [7 empty] | 2914.5776 | 1 | [10 empty] | 0 | 0 | 343.3861 | 20.4329 | 0 | 0
1 | 1986 | 1986-10-31 | [19 empty] | 0 | 0 | 539.6719 | 33.1831 | 0 | 0
1 | 1986 | 1986-11-30 | [19 empty] | 0 | 0 | 3081.6455 | 183.3706 | 0 | 0
1 | 1986 | 1986-12-31 | [19 empty] | 664.5156 | 40.8595 | 442.6956 | 27.2203 | 442.6956 | 27.2203
4 | 1987 | 1987-04-30 | 5294.4443 | 0 | 50.9148 | 1 | 0 | 0 | 0 | 3623.0359 | 1 | 1 | 182.1718 | 10.84 | 465.9536 | 27.7262 | 1500 | 89.2562 | 108.5393 | UWFE | 0
4 | 1987 | 1987-05-31 | 9427.3008 | 1 | 50.7383 | 1 | 3427.3008 | 210.7365 | 1 | 3278.9668 | 1 | 1 | 250.5046 | 15.4029 | 2345.6096 | 144.2259 | 1500 | 92.2314 | 172.0458 | IBU | 172.0458
4 | 1987 | 1987-06-30 | 12915.8086 | 1 | 52.0645 | 1 | 2915.8086 | 173.5027 | 1 | 2849.2141 | 1 | 1 | 294.7149 | 17.5368 | 2714.9617 | 161.5514 | 1500 | 89.2562 | 178.8003 | IBU | 173.5027
4 | 1987 | 1987-07-31 | 12279.7852 | 1 | 53.7051 | 0 | 0 | 0 | 0 | 2473.1882 | 1 | 1 | 320.8253 | 19.7268 | 2538.0757 | 156.0602 | 1500 | 92.2314 | 180.1249 | IBU | 0
4 | 1987 | 1987-08-31 | [19 empty] | 4402.083 | 270.6735 | 2881.9165 | 177.2021 | 2881.9165 | 177.2021
4 | 1987 | 1987-09-30 | [7 empty] | 2192.6758 | 1 | [10 empty] | 662.5464 | 39.4242 | 1887.9551 | 112.3411 | 662.5464 | 39.4242
4 | 1987 | 1987-10-31 | [19 empty] | 0 | 0 | 1710.2971 | 105.1621 | 0 | 0
4 | 1987 | 1987-11-30 | [19 empty] | 804.0923 | 47.8468 | 1824.7839 | 108.5822 | 804.0923 | 47.8468
4 | 1987 | 1987-12-31 | [19 empty] | 1750 | 107.6033 | 906.1927 | 55.7196 | 906.1927 | 55.7196
5 | 1988 | 1988-04-30 | 3250 | 0 | 51.3766 | 1 | 0 | 0 | 0 | 3432.6455 | 1 | 1 | 119.563 | 7.1145 | 472.9853 | 28.1446 | 764.9819 | 45.5196 | 63.1491 | UWFE | 0
5 | 1988 | 1988-05-31 | 6883.4614 | 1 | 51.0081 | 1 | 883.4614 | 54.3219 | 1 | 3330.7104 | 1 | 1 | 152.7916 | 9.3948 | 2086.3762 | 128.2863 | 1500 | 92.2314 | 161.0719 | IBU | 54.3219
5 | 1988 | 1988-06-30 | 10946.3818 | 1 | 51.773 | 1 | 946.3818 | 56.3136 | 1 | 2960.9358 | 1 | 1 | 203.7999 | 12.1269 | 2416.343 | 143.7824 | 1500 | 89.2562 | 167.2109 | IBU | 56.3136
5 | 1988 | 1988-07-31 | 11770.709 | 0 | 53.8941 | 0 | 0 | 0 | 0 | 2490.6526 | 1 | 1 | 242.1409 | 14.8887 | 2326.6448 | 143.0598 | 1500 | 92.2314 | 171.2056 | IBU | 0
5 | 1988 | 1988-08-31 | [19 empty] | 4408.833 | 271.0886 | 2363.9363 | 145.3528 | 2363.9363 | 145.3528
5 | 1988 | 1988-09-30 | [7 empty] | 2110.751 | 1 | [10 empty] | 116.9512 | 6.9591 | 1955.6698 | 116.3704 | 116.9512 | 6.9591
5 | 1988 | 1988-10-31 | [19 empty] | 0 | 0 | 1615.8914 | 99.3573 | 0 | 0
5 | 1988 | 1988-11-30 | [19 empty] | 1750 | 104.1322 | 1854.9026 | 110.3744 | 1750 | 104.1322
5 | 1988 | 1988-12-31 | [19 empty] | 1750 | 107.6033 | 1030.4749 | 63.3614 | 1030.4749 | 63.3614
4 | 1989 | 1989-04-30 | 3250 | 0 | 52.7766 | 1 | 0 | 0 | 0 | 4257.5254 | 1 | 1 | 278.5623 | 16.5756 | 448.3743 | 26.6801 | 1500 | 89.2562 | 110.8841 | UWFE | 0
4 | 1989 | 1989-05-31 | 10011.1777 | 1 | 50.9184 | 1 | 4011.1777 | 246.6377 | 1 | 3934.4817 | 1 | 1 | 317.6539 | 19.5318 | 2368.9407 | 145.6605 | 1500 | 92.2314 | 174.8275 | IBU | 174.8275
4 | 1989 | 1989-06-30 | 11206.9258 | 1 | 51.8006 | 1 | 1206.9258 | 71.8171 | 1 | 3457.8765 | 1 | 1 | 517.0754 | 30.7681 | 2621.4338 | 155.9861 | 1500 | 89.2562 | 182.6333 | IBU | 71.8171
4 | 1989 | 1989-07-31 | 12592.1465 | 1 | 53.2197 | 1 | 592.1465 | 36.4097 | 1 | 2918.8396 | 1 | 1 | 602.9781 | 37.0757 | 2442.8723 | 150.2064 | 1500 | 92.2314 | 185.8724 | IBU | 36.4097
4 | 1989 | 1989-08-31 | [19 empty] | 3857.2432 | 237.1726 | 2140.8633 | 131.6366 | 2140.8633 | 131.6366
4 | 1989 | 1989-09-30 | [7 empty] | 2659.4971 | 1 | [10 empty] | 2572.3196 | 153.0636 | 447.0371 | 26.6006 | 447.0371 | 26.6006
4 | 1989 | 1989-10-31 | [19 empty] | 861.293 | 52.9588 | 977.8716 | 60.127 | 861.293 | 52.9588
4 | 1989 | 1989-11-30 | [19 empty] | 0 | 0 | 1557.0393 | 92.6503 | 0 | 0
4 | 1989 | 1989-12-31 | [19 empty] | 814.1992 | 50.0632 | 2009.13 | 123.5366 | 814.1992 | 50.0632
5 | 1990 | 1990-04-30 | 3250 | 0 | 52.8373 | 1 | 0 | 0 | 0 | 3255.9824 | 1 | 1 | 164.3075 | 9.777 | 546.316 | 32.5081 | 0 | 0 | 21.1425 | UWFE | 0
5 | 1990 | 1990-05-31 | 5630.4985 | 0 | 52.4599 | 1 | 0 | 0 | 0 | 3362.0688 | 1 | 1 | 102.2972 | 6.29 | 1666.9429 | 102.4963 | 1500 | 92.2314 | 146.6246 | UWFE | 0
5 | 1990 | 1990-06-30 | 8063.2637 | 0 | 53.1812 | 1 | 0 | 0 | 0 | 3180.5684 | 1 | 1 | 206.6524 | 12.2967 | 2506.8408 | 149.1674 | 1500 | 89.2562 | 169.9882 | IBU | 0
5 | 1990 | 1990-07-31 | 12447.2793 | 1 | 53.9441 | 0 | 0 | 0 | 0 | 2634.7742 | 1 | 1 | 227.4379 | 13.9846 | 2326.6448 | 143.0598 | 1500 | 92.2314 | 170.7536 | IBU | 0
5 | 1990 | 1990-08-31 | [19 empty] | 3988.8555 | 245.2652 | 3233.8103 | 198.8392 | 3233.8103 | 198.8392
5 | 1990 | 1990-09-30 | [7 empty] | 2239.5178 | 1 | [10 empty] | 346.3169 | 20.6073 | 1878.5137 | 111.7793 | 346.3169 | 20.6073
5 | 1990 | 1990-10-31 | [19 empty] | 0 | 0 | 1555.899 | 95.6685 | 0 | 0
5 | 1990 | 1990-11-30 | [19 empty] | 914.3875 | 54.4098 | 1488.0623 | 88.5459 | 914.3875 | 54.4098
5 | 1990 | 1990-12-31 | [19 empty] | 1740.1353 | 106.9967 | 3086.0771 | 189.7555 | 1740.1353 | 106.9967
5 | 1991 | 1991-04-30 | 3250 | 0 | 52.1748 | 1 | 0 | 0 | 0 | 2608.7437 | 1 | 1 | 99.7862 | 5.9377 | 390.4396 | 23.2328 | 1454.1972 | 86.5307 | 101.116 | UWFE | 0
5 | 1991 | 1991-05-31 | 6746.2656 | 1 | 52.182 | 1 | 746.2656 | 45.8861 | 1 | 2510.0542 | 1 | 1 | 265.2039 | 16.3068 | 2166.2708 | 133.1988 | 1500 | 92.2314 | 166.9842 | UWFE | 0
5 | 1991 | 1991-06-30 | 7646.2861 | 0 | 53.8923 | 1 | 0 | 0 | 0 | 2234.7048 | 1 | 1 | 362.696 | 21.5819 | 2380.9109 | 141.674 | 1289.9731 | 76.7587 | 158.3867 | IBU | 0
5 | 1991 | 1991-07-31 | 8667.6562 | 0 | 56.067 | 0 | 0 | 0 | 0 | 1917.2408 | 1 | 1 | 424.0917 | 26.0764 | 2281.4834 | 140.2829 | 1500 | 92.2314 | 175.4111 | IBU | 0
5 | 1991 | 1991-08-31 | [19 empty] | 5271.8496 | 324.1534 | 3158.2446 | 194.1929 | 3158.2446 | 194.1929
5 | 1991 | 1991-09-30 | [7 empty] | 1656.5145 | 0 | [10 empty] | 1646.73 | 97.9872 | 2165.957 | 128.8834 | 1646.73 | 97.9872
5 | 1991 | 1991-10-31 | [19 empty] | 0 | 0 | 1365.7272 | 83.9753 | 0 | 0
5 | 1991 | 1991-11-30 | [19 empty] | 0 | 0 | 1633.0859 | 97.1754 | 0 | 0
5 | 1991 | 1991-12-31 | [19 empty] | 1750 | 107.6033 | 3048.8569 | 187.4669 | 1750 | 107.6033
5 | 1992 | 1992-04-30 | 3250 | 0 | 52.493 | 1 | 0 | 0 | 0 | 2746.1487 | 1 | 1 | 32.6924 | 1.9453 | 421.252 | 25.0662 | 1500 | 89.2562 | 102.762 | UWFE | 0
5 | 1992 | 1992-05-31 | 8644.7744 | 1 | 52.1234 | 1 | 2644.7744 | 162.6208 | 1 | 2460.4895 | 1 | 1 | 10.8133 | 0.66489 | 2317.094 | 142.4726 | 1500 | 92.2314 | 163.8001 | IBU | 0
5 | 1992 | 1992-06-30 | 10366.1689 | 1 | 53.589 | 1 | 366.1689 | 21.7886 | 1 | 2027.7532 | 1 | 1 | 98.2616 | 5.847 | 2327.95 | 138.5226 | 1500 | 89.2562 | 161.441 | IBU | 0
5 | 1992 | 1992-07-31 | 9934.8115 | 0 | 55.7412 | 0 | 0 | 0 | 0 | 1648.2286 | 1 | 1 | 123.6506 | 7.603 | 2316.5049 | 142.4363 | 1500 | 92.2314 | 167.2511 | IBU | 0
5 | 1992 | 1992-08-31 | [19 empty] | 4620.1118 | 284.0796 | 2159.7166 | 132.7958 | 2159.7166 | 132.7958
5 | 1992 | 1992-09-30 | [7 empty] | 1352.7612 | 0 | [10 empty] | 1769.3413 | 105.2831 | 1930.2186 | 114.856 | 1769.3413 | 105.2831
5 | 1992 | 1992-10-31 | [19 empty] | 0 | 0 | 1311.413 | 80.6356 | 0 | 0
5 | 1992 | 1992-11-30 | [19 empty] | 168.8184 | 10.0454 | 1543.502 | 91.8447 | 168.8184 | 10.0454
5 | 1992 | 1992-12-31 | [19 empty] | 1750 | 107.6033 | 1778.0541 | 109.3283 | 1750 | 107.6033
2 | 1993 | 1993-04-30 | 4509.7061 | 0 | 48.9067 | 1 | 0 | 0 | 0 | 4552 | 1 | 0 | 455.0761 | 27.0789 | 445.3607 | 26.5008 | 1500 | 89.2562 | 116.0461 | UWFE | 0
2 | 1993 | 1993-05-31 | 9188.9971 | 1 | 49.4169 | 1 | 3188.9971 | 196.0838 | 1 | 4552 | 1 | 0 | 533.4691 | 32.8017 | 1840.1045 | 113.1436 | 1500 | 92.2314 | 165.2041 | UWFE | 0
2 | 1993 | 1993-06-30 | 8366.6104 | 0 | 51.3336 | 1 | 0 | 0 | 0 | 4500 | 1 | 0 | 1014.9424 | 60.3933 | 2171.2505 | 129.1984 | 1500 | 89.2562 | 184.052 | UWFE | 0
2 | 1993 | 1993-07-31 | 14804.3574 | 1 | 51.5176 | 1 | 2804.3574 | 172.4332 | 1 | 3787.8994 | 1 | 0 | 1376.938 | 84.6646 | 2562.8928 | 157.5861 | 1500 | 92.2314 | 213.3568 | IBU | 0
2 | 1993 | 1993-08-31 | [19 empty] | 2623.6367 | 161.3211 | 168.4309 | 10.3564 | 168.4309 | 10.3564
2 | 1993 | 1993-09-30 | [7 empty] | 3136.0269 | 1 | [10 empty] | 0 | 0 | 0 | 0 | 0 | 0
2 | 1993 | 1993-10-31 | [19 empty] | 0 | 0 | 766.8776 | 47.1535 | 0 | 0
2 | 1993 | 1993-11-30 | [19 empty] | 0 | 0 | 1359.8875 | 80.9189 | 0 | 0
2 | 1993 | 1993-12-31 | [19 empty] | 1750 | 107.6033 | 188.4672 | 11.5884 | 188.4672 | 11.5884
5 | 1994 | 1994-04-30 | 3250 | 0 | 52.7826 | 1 | 0 | 0 | 0 | 3428.3069 | 1 | 1 | 498.4775 | 29.6615 | 517.5126 | 30.7941 | 84.6377 | 5.0363 | 35.2641 | UWFE | 0
5 | 1994 | 1994-05-31 | 5763.4956 | 0 | 52.982 | 1 | 0 | 0 | 0 | 3315.4983 | 1 | 1 | 494.2436 | 30.3899 | 1839.6367 | 113.1149 | 1248.3179 | 76.7561 | 148.5084 | UWFE | 0
5 | 1994 | 1994-06-30 | 10365.8281 | 1 | 52.7767 | 1 | 365.8281 | 21.7683 | 1 | 2912.751 | 1 | 1 | 825.048 | 49.0938 | 2477.7227 | 147.4347 | 1500 | 89.2562 | 187.5205 | IBU | 0
5 | 1994 | 1994-07-31 | 14755.168 | 1 | 54.302 | 0 | 0 | 0 | 0 | 2260.9143 | 1 | 1 | 905.8442 | 55.6982 | 2281.4834 | 140.2829 | 1500 | 92.2314 | 190.222 | IBU | 0
5 | 1994 | 1994-08-31 | [19 empty] | 3435.9502 | 211.2683 | 3456.2131 | 212.5143 | 3435.9502 | 211.2683
5 | 1994 | 1994-09-30 | [7 empty] | 1881.7787 | 0 | [10 empty] | 1593.1025 | 94.7962 | 676.5198 | 40.2557 | 676.5198 | 40.2557
5 | 1994 | 1994-10-31 | [19 empty] | 462.5039 | 28.4383 | 1343.8326 | 82.629 | 462.5039 | 28.4383
5 | 1994 | 1994-11-30 | [19 empty] | 1750 | 104.1322 | 1050.6527 | 62.5182 | 1050.6527 | 62.5182
5 | 1994 | 1994-12-31 | [19 empty] | 1750 | 107.6033 | 2007.3435 | 123.4267 | 1750 | 107.6033
1 | 1995 | 1995-04-30 | 7633.5703 | 1 | 49.0969 | 1 | 1633.5703 | 97.2042 | 1 | 4216.7998 | 1 | 0 | 350.993 | 20.8855 | 420.7498 | 25.0364 | 1500 | 89.2562 | 112.2171 | UWFE | 0
1 | 1995 | 1995-05-31 | 10509.7539 | 1 | 50.2522 | 1 | 4509.7539 | 277.294 | 1 | 4552 | 1 | 0 | 475.4329 | 29.2332 | 1824.5505 | 112.1872 | 1500 | 92.2314 | 162.9416 | UWFE | 0
1 | 1995 | 1995-06-30 | 8446.6553 | 0 | 52.6933 | 1 | 0 | 0 | 0 | 4500 | 1 | 0 | 1088.7784 | 64.7868 | 2195.2346 | 130.6255 | 1500 | 89.2562 | 186.9624 | UWFE | 0
1 | 1995 | 1995-07-31 | 9700.04 | 0 | 53.9958 | 0 | 0 | 0 | 0 | 4150 | 1 | 0 | 1360.5388 | 83.6563 | 2616.6782 | 160.8933 | 1500 | 92.2314 | 214.5062 | UWFE | 0
1 | 1995 | 1995-08-31 | [19 empty] | 0 | 0 | 0 | 0 | 0 | 0
1 | 1995 | 1995-09-30 | [7 empty] | 3358.3606 | 1 | [10 empty] | 0 | 0 | 0 | 0 | 0 | 0
1 | 1995 | 1995-10-31 | [19 empty] | 0 | 0 | 122.3081 | 7.5204 | 0 | 0
1 | 1995 | 1995-11-30 | [19 empty] | 0 | 0 | 1767.1361 | 105.1519 | 0 | 0
1 | 1995 | 1995-12-31 | [19 empty] | 1576.7434 | 96.9502 | 0 | 0 | 0 | 0
1 | 1996 | 1996-04-30 | 3250 | 0 | 52.7298 | 1 | 0 | 0 | 0 | 4477.1421 | 1 | 0 | 334.4975 | 19.904 | 392.1207 | 23.3328 | 1500 | 89.2562 | 110.8746 | UWFE | 0
1 | 1996 | 1996-05-31 | 10559.1572 | 1 | 51.3896 | 1 | 4559.1572 | 280.3317 | 1 | 4552 | 1 | 0 | 391.3481 | 24.0631 | 1692.3414 | 104.058 | 1500 | 92.2314 | 156.2919 | UWFE | 0
1 | 1996 | 1996-06-30 | 7585.7358 | 0 | 53.9003 | 1 | 0 | 0 | 0 | 4421.0039 | 1 | 0 | 1206.4504 | 71.7888 | 2328.5349 | 138.5574 | 1500 | 89.2562 | 194.4293 | UWFE | 0
1 | 1996 | 1996-07-31 | 15098.1074 | 1 | 53.1027 | 1 | 3098.1074 | 190.4952 | 1 | 3708.6375 | 1 | 0 | 1377.7275 | 84.7132 | 2521.4749 | 155.0394 | 1500 | 92.2314 | 212.1077 | IBU | 0
1 | 1996 | 1996-08-31 | [19 empty] | 2643.0195 | 162.5129 | 0 | 0 | 0 | 0
1 | 1996 | 1996-09-30 | [7 empty] | 3012.9866 | 1 | [10 empty] | 0 | 0 | 0 | 0 | 0 | 0
1 | 1996 | 1996-10-31 | [19 empty] | 0 | 0 | 729.4923 | 44.8547 | 0 | 0
1 | 1996 | 1996-11-30 | [19 empty] | 0 | 0 | 1822.4231 | 108.4417 | 0 | 0
1 | 1996 | 1996-12-31 | [19 empty] | 0 | 0 | 0 | 0 | 0 | 0
1 | 1997 | 1997-04-30 | 3250 | 0 | 50.8003 | 1 | 0 | 0 | 0 | 4284.2432 | 1 | 0 | 312.3136 | 18.584 | 564.3975 | 33.584 | 1500 | 89.2562 | 115.3402 | UWFE | 0
1 | 1997 | 1997-05-31 | 8600.0205 | 1 | 50.1142 | 1 | 2600.0205 | 159.869 | 1 | 4051.2034 | 1 | 0 | 869.6248 | 53.4711 | 2219.1101 | 136.4478 | 1500 | 92.2314 | 187.1909 | UWFE | 0
1 | 1997 | 1997-06-30 | 8785.292 | 0 | 50.8682 | 1 | 0 | 0 | 0 | 3776.1697 | 1 | 0 | 771.6758 | 45.9179 | 2299.1306 | 136.8078 | 1500 | 89.2562 | 180.619 | IBU | 0
1 | 1997 | 1997-07-31 | 15565.1084 | 1 | 51.0289 | 1 | 3565.1084 | 219.21 | 1 | 3132.1919 | 1 | 0 | 889.0089 | 54.663 | 2607.4685 | 160.327 | 1500 | 92.2314 | 199.7264 | IBU | 0
1 | 1997 | 1997-08-31 | [19 empty] | 3755.5811 | 230.9217 | 0 | 0 | 0 | 0
1 | 1997 | 1997-09-30 | [7 empty] | 2308.707 | 1 | [10 empty] | 0 | 0 | 0 | 0 | 0 | 0
1 | 1997 | 1997-10-31 | [19 empty] | 0 | 0 | 1005.2963 | 61.8133 | 0 | 0
1 | 1997 | 1997-11-30 | [19 empty] | 0 | 0 | 1155.1072 | 68.7337 | 0 | 0
1 | 1997 | 1997-12-31 | [19 empty] | 1750 | 107.6033 | 0 | 0 | 0 | 0
1 | 1998 | 1998-04-30 | 3250 | 0 | 51.3116 | 1 | 0 | 0 | 0 | 4367.8267 | 1 | 0 | 36.427 | 2.1676 | 359.4735 | 21.3902 | 1500 | 89.2562 | 101.0351 | UWFE | 0
1 | 1998 | 1998-05-31 | 14100.6455 | 1 | 48.4348 | 1 | 8100.6455 | 498.0893 | 1 | 4552 | 1 | 0 | 95.1975 | 5.8535 | 1202.3903 | 73.9321 | 1500 | 92.2314 | 132.1242 | UWFE | 0
1 | 1998 | 1998-06-30 | 16775.6562 | 1 | 50.811 | 1 | 6775.6562 | 403.1795 | 1 | 4500 | 1 | 0 | 1109.7554 | 66.035 | 2242.2817 | 133.425 | 1500 | 89.2562 | 188.9862 | UWFE | 0
1 | 1998 | 1998-07-31 | 14362.4873 | 1 | 53.3619 | 1 | 2362.4873 | 145.2637 | 1 | 4150 | 1 | 0 | 1396.9746 | 85.8966 | 2616.6782 | 160.8933 | 1500 | 92.2314 | 215.6264 | UWFE | 0
1 | 1998 | 1998-08-31 | [19 empty] | 0 | 0 | 0 | 0 | 0 | 0
1 | 1998 | 1998-09-30 | [7 empty] | 3400 | 1 | [10 empty] | 0 | 0 | 0 | 0 | 0 | 0
1 | 1998 | 1998-10-31 | [19 empty] | 0 | 0 | 53.2493 | 3.2742 | 0 | 0
1 | 1998 | 1998-11-30 | [19 empty] | 0 | 0 | 0 | 0 | 0 | 0
1 | 1998 | 1998-12-31 | [19 empty] | 0 | 0 | 0 | 0 | 0 | 0
1 | 1999 | 1999-04-30 | 3438.0725 | 0 | 51.1898 | 1 | 0 | 0 | 0 | 4552.1001 | 1 | 0 | 141.0689 | 8.3942 | 412.2113 | 24.5283 | 1500 | 89.2562 | 105.7174 | UWFE | 0
1 | 1999 | 1999-05-31 | 8437.208 | 1 | 50.6934 | 1 | 2437.208 | 149.8581 | 1 | 4552 | 1 | 0 | 838.4514 | 51.5544 | 2288.5784 | 140.7192 | 1500 | 92.2314 | 188.3682 | UWFE | 0
1 | 1999 | 1999-06-30 | 8144.7666 | 0 | 51.8515 | 1 | 0 | 0 | 0 | 4382.9727 | 1 | 0 | 1060.0844 | 63.0794 | 2226.5994 | 132.4919 | 1500 | 89.2562 | 187.0418 | UWFE | 0
1 | 1999 | 1999-07-31 | 16000 | 1 | 51.2936 | 1 | 4000 | 245.9504 | 1 | 3724.7222 | 1 | 0 | 1277.9015 | 78.5751 | 2616.6782 | 160.8933 | 1500 | 92.2314 | 211.9656 | IBU | 0
1 | 1999 | 1999-08-31 | [19 empty] | 2286.5068 | 140.5918 | 0 | 0 | 0 | 0
1 | 1999 | 1999-09-30 | [7 empty] | 2879.5078 | 1 | [10 empty] | 0 | 0 | 0 | 0 | 0 | 0
1 | 1999 | 1999-10-31 | [19 empty] | 0 | 0 | 1020.4208 | 62.7432 | 0 | 0
1 | 1999 | 1999-11-30 | [19 empty] | 0 | 0 | 1214.3295 | 72.2576 | 0 | 0
1 | 1999 | 1999-12-31 | [19 empty] | 0 | 0 | 0 | 0 | 0 | 0
2 | 2000 | 2000-04-30 | 3250 | 0 | 53.5498 | 1 | 0 | 0 | 0 | 4550.5093 | 1 | 0 | 37.465 | 2.2293 | 403.1705 | 23.9903 | 1500 | 89.2562 | 102.366 | UWFE | 0
2 | 2000 | 2000-05-31 | 7298.4775 | 1 | 51.9819 | 1 | 1298.4775 | 79.8403 | 1 | 4552 | 1 | 0 | 651.5164 | 40.0602 | 1855.6586 | 114.1 | 1500 | 92.2314 | 169.3115 | UWFE | 0
2 | 2000 | 2000-06-30 | 12915.8477 | 1 | 51.9336 | 1 | 2915.8477 | 173.505 | 1 | 4064.6836 | 1 | 0 | 1133.9868 | 67.4769 | 2300.9248 | 136.9145 | 1500 | 89.2562 | 191.4519 | IBU | 0
2 | 2000 | 2000-07-31 | 16243.5498 | 1 | 51.9685 | 1 | 4243.5498 | 260.9257 | 1 | 3391.2625 | 1 | 0 | 1372.8363 | 84.4124 | 2562.8928 | 157.5861 | 1500 | 92.2314 | 213.2307 | IBU | 0
2 | 2000 | 2000-08-31 | [19 empty] | 1269.6641 | 78.0686 | 0 | 0 | 0 | 0
2 | 2000 | 2000-09-30 | [7 empty] | 2897.0579 | 1 | [10 empty] | 0 | 0 | 0 | 0 | 0 | 0
2 | 2000 | 2000-10-31 | [19 empty] | 0 | 0 | 877.7862 | 53.973 | 0 | 0
2 | 2000 | 2000-11-30 | [19 empty] | 0 | 0 | 1047.9904 | 62.3598 | 0 | 0
2 | 2000 | 2000-12-31 | [19 empty] | 0 | 0 | 1045.7059 | 64.298 | 0 | 0
4 | 2001 | 2001-04-30 | 3250 | 0 | 51.856 | 1 | 0 | 0 | 0 | 3754.8384 | 1 | 1 | 153.8719 | 9.156 | 425.2702 | 25.3053 | 1418.6572 | 84.416 | 101.6466 | UWFE | 0
4 | 2001 | 2001-05-31 | 9349.0918 | 1 | 51.6698 | 1 | 3349.0918 | 205.9276 | 1 | 3513.1182 | 1 | 1 | 131.5108 | 8.0863 | 2330.0557 | 143.2695 | 1500 | 92.2314 | 167.9093 | IBU | 167.9093
4 | 2001 | 2001-06-30 | 13580.4258 | 1 | 52.1295 | 1 | 3580.4258 | 213.0501 | 1 | 3084.426 | 1 | 1 | 341.7346 | 20.3346 | 2635.1208 | 156.8006 | 1500 | 89.2562 | 177.8238 | IBU | 177.8238
4 | 2001 | 2001-07-31 | 11758.25 | 0 | 54.3565 | 0 | 0 | 0 | 0 | 2758.9373 | 1 | 1 | 395.1577 | 24.2973 | 2538.0757 | 156.0602 | 1500 | 92.2314 | 182.4101 | IBU | 0
4 | 2001 | 2001-08-31 | [19 empty] | 4243.5518 | 260.9258 | 2668.2903 | 164.0668 | 2668.2903 | 164.0668
4 | 2001 | 2001-09-30 | [7 empty] | 2536.1399 | 1 | [10 empty] | 658.2197 | 39.1668 | 1212.2628 | 72.1346 | 658.2197 | 39.1668
4 | 2001 | 2001-10-31 | [19 empty] | 0 | 0 | 1937.2272 | 119.1155 | 0 | 0
4 | 2001 | 2001-11-30 | [19 empty] | 1750 | 104.1322 | 1367.0464 | 81.3449 | 1367.0464 | 81.3449
4 | 2001 | 2001-12-31 | [19 empty] | 0 | 0 | 0 | 0 | 0 | 0
4 | 2002 | 2002-04-30 | 3790.3257 | 0 | 51.3936 | 1 | 0 | 0 | 0 | 4552.1001 | 1 | 1 | 592.5997 | 35.2621 | 570.9269 | 33.9725 | 1500 | 89.2562 | 123.8735 | UWFE | 0
4 | 2002 | 2002-05-31 | 8129.605 | 1 | 50.4231 | 1 | 2129.605 | 130.9443 | 1 | 4345.9795 | 1 | 1 | 512.009 | 31.4822 | 2032.462 | 124.9712 | 1500 | 92.2314 | 170.4581 | UWFE | 0
4 | 2002 | 2002-06-30 | 11090.0508 | 1 | 51.0783 | 1 | 1090.0508 | 64.8625 | 1 | 3872.0471 | 1 | 1 | 765.8829 | 45.5732 | 2710.3994 | 161.28 | 1500 | 89.2562 | 192.6828 | IBU | 64.8625
4 | 2002 | 2002-07-31 | 14797.6426 | 1 | 51.4997 | 1 | 2797.6426 | 172.0203 | 1 | 3213.6313 | 1 | 1 | 838.2012 | 51.539 | 2538.0757 | 156.0602 | 1500 | 92.2314 | 196.031 | IBU | 172.0203
4 | 2002 | 2002-08-31 | [19 empty] | 4012.7979 | 246.7373 | 1265.3412 | 77.8028 | 1265.3412 | 77.8028
4 | 2002 | 2002-09-30 | [7 empty] | 2964.5288 | 1 | [10 empty] | 1017.0933 | 60.5213 | 1150.0072 | 68.4302 | 1017.0933 | 60.5213
4 | 2002 | 2002-10-31 | [19 empty] | 0 | 0 | 1966.7502 | 120.9308 | 0 | 0
4 | 2002 | 2002-11-30 | [19 empty] | 0 | 0 | 797.5587 | 47.458 | 0 | 0
4 | 2002 | 2002-12-31 | [19 empty] | 0 | 0 | 0 | 0 | 0 | 0
OFF
ON

## COS
A |  | CALSIM | CALSIM | CALSIM | CALSIM | CALSIM | SACRAMENTO | CALSIM | CALSIM | CALSIM | C:\Reclamation_ROConLTO\models\CurrentOps\CALSIM_011319_rev06
B |  | S4 | C5 | BANKS_CONVLTD | D112 | D114 | BLW CLEAR CREEK | INT_IBU_UWFE | C112 | C114
C |  | STORAGE | FLOW-CHANNEL | AVAIL-CONVEYANCE | FLOW-DELIVERY | FLOW-DELIVERY | TEMP_F | INTEGER | FLOW-CHANNEL | FLOW-CHANNEL
E
F |  | 2020D09E | 2020D09E | 2020D09E | 2020D09E | 2020D09E | SR | 2020D09E | 2020D09E | 2020D09E
Units |  | TAF | CFS | CFS | CFS | CFS | DEGF | NONE | CFS | CFS
Type |  | PER-AVER | PER-AVER | PER-AVER | PER-AVER | PER-AVER | PER-AVER | PER-AVER | PER-AVER | PER-AVER
1 | 1921-10-31 | 2510.8032 | 10149.1611 | 639.0599 | 104.4004 | 812.3614 | #N/A | 0 | 10436.7646 | 9834.5635
2 | 1921-11-30 | 2500 | 7232.8164 | 892.1685 | 0 | 512.1281 | #N/A | 1 | 8173.1572 | 7946.0093
3 | 1921-12-31 | 2706.3621 | 3250 | 0 | 0 | 157.7554 | #N/A | 1 | 6796.3564 | 7936.6416
4 | 1922-01-31 | 2875.6865 | 3250 | 0 | 0 | 86.1962 | 53.5473 | 1 | 4944.4126 | 6334.1802
5 | 1922-02-28 | 3413.3562 | 3250 | 0 | 0 | 70.5047 | 51.897 | 1 | 9624.4941 | 11663.834
6 | 1922-03-31 | 3959.0149 | 3250 | 0 | 8.1337 | 35.394 | 52.2197 | 1 | 5612.6436 | 7094.605
7 | 1922-04-30 | 4552 | 4490.9214 | 0 | 373.6106 | 533.2571 | 53.8048 | 1 | 6117.2119 | 7804.7632
8 | 1922-05-31 | 4552 | 11232.6396 | 0 | 868.2706 | 2241.9163 | 55.4084 | 1 | 11471.29 | 11807.5693
9 | 1922-06-30 | 4241.4727 | 10909.7949 | 0 | 1108.193 | 2347.4187 | 53.3298 | 1 | 9855.1768 | 8708.6094
10 | 1922-07-31 | 3788.6909 | 12170.3496 | 717.8518 | 1209.6676 | 2562.8928 | 54.132 | 0 | 10612.4541 | 8222.1992
11 | 1922-08-31 | 3418.4026 | 10761.8525 | 0 | 962.8033 | 1955.0623 | 54.3068 | 0 | 9547.5703 | 7629.6421
12 | 1922-09-30 | 2693.5151 | 17080.7461 | 136.4151 | 248.0979 | 541.4849 | 54.2499 | 0 | 16651.0801 | 16177.1709
13 | 1922-10-31 | 2704.5405 | 4593.8291 | 940.9135 | 71.3774 | 762.5143 | 55.9534 | 0 | 5346.6196 | 4866.6577
14 | 1922-11-30 | 2553.845 | 7987.0771 | 1104.9873 | 0 | 346.1945 | 55.8152 | 1 | 9257.9287 | 9431.1758
15 | 1922-12-31 | 2772.0991 | 3250 | 0 | 0 | 157.7554 | 52.6929 | 1 | 8204.8604 | 10316.958
16 | 1923-01-31 | 3033.9136 | 3250 | 0 | 0 | 74.8118 | 48.8319 | 1 | 7571.5952 | 9320.7998
17 | 1923-02-28 | 3193.6685 | 3250 | 783.3582 | 0 | 68.4226 | 48.7241 | 1 | 5255.8701 | 5964.084
18 | 1923-03-31 | 3315.4219 | 3250 | 0 | 63.0878 | 97.61 | 50.6959 | 1 | 4180.5542 | 4650.4888
19 | 1923-04-30 | 3743.0518 | 3250 | 0 | 244.4835 | 427.7815 | 52.3498 | 1 | 6509.7876 | 7526.4468
20 | 1923-05-31 | 3524.2053 | 9231.1299 | 0 | 301.417 | 2265.7722 | 55.4485 | 1 | 9229.2656 | 7463.2241
21 | 1923-06-30 | 3273.1863 | 9187.7715 | 291.7975 | 530.3787 | 2621.1877 | 53.1515 | 0 | 9233.3828 | 6846.8525
22 | 1923-07-31 | 2867.1321 | 11611.9492 | 530.6063 | 613.4034 | 2537.3855 | 55.3772 | 0 | 10828.0029 | 8325.7871
23 | 1923-08-31 | 2603.0898 | 9018.8906 | 223.2617 | 488.6258 | 1980.0392 | 55.6446 | 0 | 8398.2324 | 6439.8804
24 | 1923-09-30 | 2596.2393 | 4415.644 | 0 | 140.0162 | 550.7103 | 56.4031 | 1 | 4741.3652 | 4325.6724
25 | 1923-10-31 | 2576.6929 | 4606.3379 | 906.5126 | 114.8427 | 824.1556 | 55.7413 | 1 | 5144.3716 | 4488.061
26 | 1923-11-30 | 2446.1484 | 5712.0122 | 1181.5662 | 2.7032 | 557.4622 | 55.7447 | 1 | 6378.1836 | 6002.4824
27 | 1923-12-31 | 2385.0344 | 4897.2319 | 1277.1647 | 0 | 284.6102 | 52.1229 | 1 | 5520.0801 | 5521.7104
28 | 1924-01-31 | 2540.1724 | 3250 | 209.8955 | 0 | 74.8118 | 50.1404 | 1 | 4442.7168 | 4783.1221
29 | 1924-02-29 | 2705.6394 | 3250 | 0 | 0 | 66.0632 | 49.7962 | 1 | 5386.8433 | 6231.7783
30 | 1924-03-31 | 2614.7012 | 5170.6211 | 0 | 40.6092 | 79.1354 | 49.5543 | 1 | 5843.7695 | 6078.603
31 | 1924-04-30 | 2500 | 5624.3779 | 0 | 202.0041 | 537.101 | 51.9006 | 0 | 5867.3721 | 5411.9502
32 | 1924-05-31 | 2135.3757 | 8620.7529 | 0 | 220.0907 | 2324.4033 | 55.0898 | 0 | 8703.9209 | 6416.0537
33 | 1924-06-30 | 1764.8621 | 8906.1973 | 0 | 251.7825 | 2484.0364 | 56.1863 | 0 | 8774.7803 | 6315.3169
34 | 1924-07-31 | 1413.5541 | 9371.8037 | 3056.7996 | 274.1045 | 2281.4834 | 55.104 | 0 | 9217.6074 | 6967.1045
35 | 1924-08-31 | 1141.2715 | 8134.4688 | 3013.0115 | 218.3819 | 1795.0857 | 55.7865 | 0 | 8084.623 | 6308.6924
36 | 1924-09-30 | 953.8166 | 6202.0835 | 1832.2587 | 100.4279 | 498.2033 | 55.6969 | 0 | 6256.9507 | 5762.6904
37 | 1924-10-31 | 993.6892 | 4023.439 | 661.1058 | 54.2115 | 532.2244 | 58.9398 | 1 | 4785.5957 | 4530.5493
38 | 1924-11-30 | 1178.8514 | 3250 | 1030.6826 | 8.4877 | 387.5763 | 55.2084 | 1 | 5308.0713 | 5466.1597
39 | 1924-12-31 | 1296.6754 | 3250 | 3291.533 | 0 | 119.0952 | 49.4278 | 1 | 5701.3862 | 6548.6665
40 | 1925-01-31 | 1623.3918 | 3250 | 0 | 0 | 82.0626 | 48.5299 | 1 | 5090.2197 | 5932.2236
41 | 1925-02-28 | 3157.1707 | 3250 | 0 | 0 | 51.6954 | 47.8161 | 1 | 24336.6016 | 28219.2832
42 | 1925-03-31 | 3553.0542 | 3250 | 0 | 0 | 19.5161 | 48.641 | 1 | 6518.5386 | 7852.3511
43 | 1925-04-30 | 4202.8247 | 3250 | 0 | 154.969 | 375.546 | 49.611 | 1 | 8693.708 | 10349.6768
44 | 1925-05-31 | 4282.1665 | 6016.6982 | 0 | 377.7913 | 1796.5596 | 50.3644 | 1 | 7183.7622 | 6654.6001
45 | 1925-06-30 | 3989.9407 | 9612.4141 | 1404.2579 | 794.0576 | 2591.7786 | 50.7997 | 0 | 9611.2246 | 7338.2598
46 | 1925-07-31 | 3437.5415 | 12695.502 | 1891.3512 | 979.5245 | 2538.0757 | 51.4569 | 0 | 11583.8848 | 9129.1162
47 | 1925-08-31 | 3095.3687 | 9829.5859 | 1755.4484 | 776.4879 | 1913.0586 | 53.4096 | 0 | 8986.5811 | 7109.0103
48 | 1925-09-30 | 2972.5574 | 5876.604 | 601.6094 | 100.3085 | 595.0416 | 53.1648 | 1 | 5963.0693 | 5440.5254
49 | 1925-10-31 | 2833.7319 | 5901.0547 | 1509.1989 | 182.7648 | 856.2141 | 54.6221 | 1 | 6216.27 | 5531.5376
50 | 1925-11-30 | 2762.438 | 5025.3994 | 1037.1134 | 0 | 522.6528 | 53.8075 | 1 | 6013.2212 | 5793.5474
51 | 1925-12-31 | 2788.123 | 3576.8708 | 1280.2795 | 0 | 255.336 | 50.7648 | 1 | 5311.8032 | 5576.106
52 | 1926-01-31 | 2827.6804 | 3250 | 0 | 0 | 74.8118 | 48.3057 | 1 | 6717.7944 | 7510.4185
53 | 1926-02-28 | 3658.2922 | 3250 | 0 | 0 | 68.4226 | 47.9754 | 1 | 15584.3652 | 18216.3691
54 | 1926-03-31 | 3631.1333 | 6442.7163 | 41.95 | 15.0895 | 61.3173 | 48.5121 | 1 | 8155.1655 | 9047.6729
55 | 1926-04-30 | 3896.7319 | 3250 | 0 | 52.2226 | 311.7583 | 51.2123 | 1 | 7777.1621 | 9463.8721
56 | 1926-05-31 | 3570.7637 | 8995.4434 | 0 | 105.3316 | 2210.8083 | 50.1938 | 0 | 10508.9229 | 8664.2051
57 | 1926-06-30 | 3144.4993 | 10166.7949 | 0 | 393.1129 | 2714.9617 | 51.8018 | 0 | 10182.0186 | 7514.6553
58 | 1926-07-31 | 2700.4294 | 11392.6768 | 1251.1909 | 430.5342 | 2538.0757 | 53.7891 | 0 | 11131.9688 | 8624.9688
59 | 1926-08-31 | 2383.6465 | 8308.3721 | 1075.4595 | 335.2962 | 1895.4921 | 55.4722 | 0 | 8319.499 | 6439.8887
60 | 1926-09-30 | 2281.957 | 4886.8232 | 1022.28 | 18.6588 | 632.9816 | 55.157 | 1 | 5275.6758 | 4646.4907
61 | 1926-10-31 | 2200.7114 | 4601.6553 | 1559.9655 | 75.1006 | 790.4907 | 56.1277 | 1 | 5440.3955 | 4805.897
62 | 1926-11-30 | 2713.7131 | 3250 | 0 | 0 | 319.3056 | 55.1156 | 1 | 7678.0229 | 8881.9131
63 | 1926-12-31 | 3256.2073 | 3250 | 0 | 0 | 263.4677 | 49.9727 | 1 | 10865.8711 | 12179.7031
64 | 1927-01-31 | 3668 | 5375.4941 | 0 | 0 | 74.8118 | 46.9656 | 1 | 13413.3223 | 15590.0889
65 | 1927-02-28 | 3462 | 34741.6602 | 0 | 0 | 68.4226 | 45.7536 | 1 | 55077.2852 | 59807.8164
66 | 1927-03-31 | 4142 | 4098.7495 | 0 | 8.4357 | 35.394 | 47.7534 | 1 | 10980.7373 | 13405.5938
67 | 1927-04-30 | 4552 | 9794.8115 | 0 | 550.7923 | 486.0442 | 47.5787 | 1 | 16024.3809 | 17774.2793
68 | 1927-05-31 | 4552 | 7714.3828 | 0 | 894.1383 | 2249.6934 | 50.2014 | 1 | 9141.3447 | 8254.6133
69 | 1927-06-30 | 4290.3853 | 8988.9209 | 0 | 1054.7291 | 2141.7219 | 51.1298 | 1 | 8650.5693 | 6953.4453
70 | 1927-07-31 | 3557.6995 | 16000 | 625.633 | 1278.4689 | 2521.4749 | 51.3325 | 0 | 14923.041 | 12465.7686
71 | 1927-08-31 | 3161.8438 | 11116.9277 | 131.2157 | 1021.0799 | 2240.938 | 52.0435 | 0 | 10275.8076 | 8060.0347
72 | 1927-09-30 | 2812.228 | 10802.5732 | 0 | 273.2984 | 632.9816 | 50.7669 | 0 | 10887.1836 | 10276.6074
73 | 1927-10-31 | 2654.2749 | 7048.0059 | 958.4877 | 63.1887 | 744.7639 | 54.0607 | 0 | 7791.8003 | 7256.3584
74 | 1927-11-30 | 2789.2676 | 6822.4453 | 593.6611 | 0 | 420.1389 | 54.7749 | 1 | 10390.9375 | 11188.1875
75 | 1927-12-31 | 2923.4668 | 3644.8157 | 0 | 0 | 196.7876 | 51.1563 | 1 | 7019.2231 | 7634.6899
76 | 1928-01-31 | 3242.9734 | 3250 | 0 | 0 | 74.8118 | 48.2419 | 1 | 7107.7827 | 8453.3652
77 | 1928-02-29 | 3735.6453 | 3250 | 0 | 0 | 66.0632 | 47.7212 | 1 | 9584.1748 | 11454.166
78 | 1928-03-31 | 3965 | 12939.0518 | 0 | 0 | 19.5161 | 47.5328 | 1 | 21136.6602 | 25208.3164
79 | 1928-04-30 | 4536.6592 | 3250 | 0 | 195.058 | 419.7452 | 51.2807 | 1 | 8744.5615 | 10005.9053
80 | 1928-05-31 | 4435.5835 | 7197.1987 | 0 | 357.5026 | 2314.5017 | 51.6729 | 1 | 8105.1616 | 6445.7471
81 | 1928-06-30 | 3819.0554 | 13547.3184 | 808.7236 | 655.3317 | 2329.1833 | 51.1934 | 0 | 13284.708 | 11216.1182
82 | 1928-07-31 | 3098.6023 | 16000 | 809.2905 | 724.3493 | 2562.8928 | 52.2686 | 0 | 15586.3516 | 13065.8438
83 | 1928-08-31 | 2632.2839 | 12162.126 | 4.0737 | 578.438 | 2065.3545 | 52.0151 | 0 | 11908.5664 | 9862.8906
84 | 1928-09-30 | 2247.1189 | 12079.4482 | 0 | 70.3424 | 632.9816 | 52.3815 | 0 | 12492.5625 | 11874.4932
85 | 1928-10-31 | 2050.7332 | 8849.5508 | 828.0195 | 143.0874 | 844.9417 | 54.6273 | 0 | 9437.8447 | 8742.3154
86 | 1928-11-30 | 1984.5505 | 6140.2935 | 1034.0005 | 0 | 398.2917 | 55.5892 | 1 | 8593.6758 | 8534.3369
87 | 1928-12-31 | 2059.7407 | 3250 | 0 | 0 | 203.293 | 53.0765 | 1 | 5309.0332 | 5690.1279
88 | 1929-01-31 | 2248.3411 | 3250 | 0 | 0 | 133.3602 | 49.1654 | 1 | 4865.1104 | 5216.6899
89 | 1929-02-28 | 2441.9924 | 3250 | 0 | 0 | 68.4226 | 48.4759 | 1 | 8177.1665 | 8915.2129
90 | 1929-03-31 | 2590.4734 | 3250 | 0 | 10.2655 | 40.2504 | 49.7049 | 1 | 4842.1621 | 5421.563
91 | 1929-04-30 | 2771.0933 | 3250 | 0 | 223.3833 | 516.5081 | 51.1923 | 1 | 4781.0068 | 4785.2163
92 | 1929-05-31 | 2547.7896 | 8080.4556 | 0 | 306.9447 | 2370.6716 | 51.6781 | 0 | 8749.9199 | 6815.2681
93 | 1929-06-30 | 2247.3098 | 8416.8945 | 0 | 280.0013 | 2189.3926 | 54.2862 | 0 | 9235.4375 | 7204.7036
94 | 1929-07-31 | 1718.2078 | 12141.1709 | 2695.6035 | 382.0605 | 2281.4834 | 55.6233 | 0 | 12106.6113 | 9856.1084
95 | 1929-08-31 | 1448.2217 | 7886.9331 | 2623.3906 | 304.9215 | 1795.0857 | 55.9405 | 0 | 7900.2495 | 6124.8423
96 | 1929-09-30 | 1326.9272 | 5305.6743 | 1966.5052 | 140.0387 | 503.9453 | 55.4221 | 1 | 5660.0703 | 5160.0684
97 | 1929-10-31 | 1197.4338 | 5200.3965 | 1369.0618 | 105.4414 | 629.1708 | 56.7587 | 1 | 5830.731 | 5301.0186
98 | 1929-11-30 | 1119.4006 | 4277.5991 | 1476.7601 | 21.3933 | 432.7604 | 57.3784 | 1 | 5006.7349 | 4737.6812
99 | 1929-12-31 | 1715.0239 | 3250 | 1577.1521 | 0 | 119.0952 | 52.1813 | 1 | 7830.0264 | 9930.0029
100 | 1930-01-31 | 1933.5779 | 3250 | 0 | 0 | 56.4477 | 47.546 | 1 | 7464.2617 | 8814.3574
101 | 1930-02-28 | 2299.6555 | 3250 | 0 | 0 | 51.6954 | 48.1328 | 1 | 8585.4785 | 10301.8066
102 | 1930-03-31 | 2747.4592 | 3250 | 0 | 0 | 19.5161 | 49.0118 | 1 | 9704.8975 | 11580.7803
103 | 1930-04-30 | 2916.8228 | 3250 | 0 | 44.5087 | 392.623 | 51.2395 | 1 | 5037.2725 | 5960.9043
104 | 1930-05-31 | 2856.511 | 5412.9868 | 0 | 14.9967 | 2146.5247 | 51.4721 | 1 | 7398.4326 | 5933.8423
105 | 1930-06-30 | 2536.0442 | 8881.8975 | 0 | 199.5901 | 2714.9617 | 52.8993 | 0 | 9229.1973 | 6696.1416
106 | 1930-07-31 | 2214.1086 | 9171.2354 | 2241.79 | 218.0871 | 2538.0757 | 55.4815 | 0 | 9162.9346 | 6655.8394
107 | 1930-08-31 | 1954.213 | 7753.5591 | 2140.2126 | 174.1362 | 1921.8418 | 56.045 | 0 | 7747.5898 | 5845.4268
108 | 1930-09-30 | 1915.0425 | 4057.0315 | 1280.4639 | 69.5399 | 605.0095 | 55.9994 | 1 | 4652.2954 | 4100.6279
109 | 1930-10-31 | 1796.4208 | 4918.3491 | 1605.8981 | 77.8654 | 834.0993 | 55.9513 | 0 | 5421.6543 | 4724.897
110 | 1930-11-30 | 1776.1742 | 3547.9202 | 1772.533 | 16.9753 | 500.8055 | 55.8654 | 1 | 4468.583 | 4220.2998
111 | 1930-12-31 | 1767.3125 | 3250 | 1918.9597 | 0 | 310.6317 | 53.1828 | 1 | 4134.2397 | 4083.1855
112 | 1931-01-31 | 1861.8011 | 3250 | 0 | 0 | 74.8118 | 49.0734 | 1 | 6858.1401 | 7525.5786
113 | 1931-02-28 | 1931.5045 | 3250 | 0 | 0 | 68.4226 | 48.305 | 1 | 5388.5425 | 5931.4067
114 | 1931-03-31 | 2060.2886 | 3250 | 0 | 46.1793 | 112.8358 | 49.6905 | 1 | 4318.5444 | 5090.6235
115 | 1931-04-30 | 1860.2615 | 6839.519 | 0 | 166.2087 | 541.1191 | 50.9566 | 0 | 7332.561 | 7097.999
116 | 1931-05-31 | 1533.4961 | 8021.2178 | 0 | 149.4881 | 2010.7308 | 54.4401 | 0 | 8317.6963 | 6481.2505
117 | 1931-06-30 | 1203.6804 | 8236.2363 | 0 | 183.682 | 2250.9431 | 53.9153 | 0 | 8491.7695 | 6274.5913
118 | 1931-07-31 | 751.5536 | 9719.4023 | 2101.4138 | 229.3762 | 2281.4834 | 56.5546 | 0 | 9598.4697 | 7347.9663
119 | 1931-08-31 | 610.455 | 7545.8452 | 1954.8474 | 182.9734 | 1795.0857 | 60.2153 | 0 | 7454.9214 | 5679.5146
120 | 1931-09-30 | 558.6163 | 4364.519 | 2060.6035 | 82.7708 | 507.3187 | 64.549 | 0 | 4524.187 | 4017.3562
121 | 1931-10-31 | 550 | 4642.3843 | 1549.2155 | 82.0501 | 623.1376 | 61.2032 | 1 | 5197.2637 | 4729.0762
122 | 1931-11-30 | 550 | 3196.1331 | 1329.9177 | 16.9753 | 357.7465 | 55.8434 | 1 | 4062.998 | 3975.0569
123 | 1931-12-31 | 788.0953 | 3250 | 0 | 0 | 119.0952 | 48.1035 | 1 | 10355.7588 | 11493.3936
124 | 1932-01-31 | 969.9624 | 3250 | 0 | 0 | 62.5465 | 43.0032 | 1 | 6620.2402 | 7485.1743
125 | 1932-02-29 | 1137.4171 | 3250 | 0 | 0 | 49.9128 | 43.7658 | 1 | 5087.7549 | 5804.835
126 | 1932-03-31 | 1577.3085 | 3250 | 7.1065 | 0 | 43.171 | 47.0898 | 1 | 4981.2568 | 6346.6304
127 | 1932-04-30 | 1787.3011 | 3250 | 0 | 0 | 527.2299 | 49.3479 | 1 | 4720.8218 | 5330.1533
128 | 1932-05-31 | 1880.7854 | 4951.0298 | 0 | 0 | 2037.6466 | 51.6594 | 1 | 6613.083 | 5748.8301
129 | 1932-06-30 | 1657.1804 | 7197.3003 | 1635.8053 | 0 | 2546.3579 | 54.0895 | 0 | 7821.6533 | 5622.8359
130 | 1932-07-31 | 1286.9185 | 8582.5312 | 2001.3605 | 0 | 2538.0757 | 55.7539 | 0 | 8756.9287 | 6255.7373
131 | 1932-08-31 | 1021.5979 | 7272.6035 | 1881.4377 | 0 | 1811.5496 | 56.0567 | 0 | 7386.2617 | 5594.3911
132 | 1932-09-30 | 902.0558 | 4230.2568 | 909.0564 | 0 | 632.9816 | 60.0071 | 1 | 4467.9683 | 3838.9299
133 | 1932-10-31 | 812.6746 | 4731.1138 | 1075.1279 | 54.2115 | 852.5613 | 61.1592 | 0 | 5002.9189 | 4253.896
134 | 1932-11-30 | 780.7579 | 3602.1628 | 1139.5615 | 16.9753 | 547.8382 | 56.7363 | 1 | 4100.1143 | 3748.1599
135 | 1932-12-31 | 768.1428 | 3250 | 2675.6343 | 0 | 229.3145 | 51.6834 | 1 | 4638.0586 | 4677.9863
136 | 1933-01-31 | 793.6122 | 3250 | 0 | 0 | 74.8118 | 46.9439 | 1 | 6561.541 | 6912.9819
137 | 1933-02-28 | 838.285 | 3250 | 0 | 0 | 68.4226 | 45.6578 | 1 | 5196.2441 | 5555.0708
138 | 1933-03-31 | 1457.1967 | 3250 | 0 | 20.5838 | 81.7278 | 48.2241 | 1 | 7709.0801 | 8669.5312
139 | 1933-04-30 | 1716.4489 | 3250 | 0 | 180.9952 | 566.2323 | 51.0343 | 1 | 4513.1484 | 4929.3281
140 | 1933-05-31 | 1691.3677 | 6501.3232 | 0 | 170.3089 | 2197.3789 | 51.83 | 1 | 7513.2729 | 6115.1646
141 | 1933-06-30 | 1503.11 | 7378.0923 | 0 | 210.9902 | 2481.9319 | 54.6796 | 0 | 7780.6489 | 5766.3467
142 | 1933-07-31 | 1036.8127 | 10174.7207 | 1221.7887 | 230.7274 | 2281.4834 | 55.8661 | 0 | 10190.7998 | 7964.0269
143 | 1933-08-31 | 696.463 | 8038.2188 | 1026.3896 | 184.0744 | 1795.0857 | 59.6032 | 0 | 8027.854 | 6252.4473
144 | 1933-09-30 | 614.1947 | 4193.4224 | 1631.1929 | 84.6124 | 498.9598 | 65.1281 | 1 | 4468.8398 | 3973.5303
145 | 1933-10-31 | 582.6519 | 4312.0254 | 1357.4503 | 74.507 | 606.4779 | 62.5195 | 1 | 4838.2773 | 4383.5498
146 | 1933-11-30 | 582.9274 | 3250 | 1382.8738 | 19.6708 | 432.3269 | 57.0446 | 1 | 3905.5784 | 3661.6775
147 | 1933-12-31 | 726.3962 | 3250 | 632.6299 | 0 | 119.0952 | 51.0313 | 1 | 6979.627 | 7809.6831
148 | 1934-01-31 | 1014.2672 | 3250 | 0 | 0 | 90.6009 | 44.3035 | 1 | 7607.4033 | 8565.8496
149 | 1934-02-28 | 1311.3921 | 3250 | 0 | 0 | 51.6954 | 44.3715 | 1 | 7528.9717 | 8658.6934
150 | 1934-03-31 | 1539.3859 | 3250 | 2401.5422 | 3.4236 | 37.6581 | 47.7632 | 1 | 5529.1782 | 6545.2207
151 | 1934-04-30 | 1640.1229 | 3250 | 0 | 162.7166 | 521.5308 | 50.4968 | 1 | 4862.3828 | 4953.1812
152 | 1934-05-31 | 1420.9012 | 6994.3599 | 0 | 222.3974 | 2243.6472 | 51.0222 | 0 | 7782.728 | 5742.9595
153 | 1934-06-30 | 1102.0863 | 8056.0332 | 0 | 267.8396 | 2418.7939 | 54.7523 | 0 | 8247.1289 | 5869.2178
154 | 1934-07-31 | 650 | 10945.8584 | 3072.9458 | 306.0854 | 2281.4834 | 56.0546 | 0 | 10815.0195 | 8564.5156
155 | 1934-08-31 | 552.8842 | 7174.5181 | 3029.4255 | 244.2685 | 1795.0857 | 61.4258 | 0 | 7084.1602 | 5308.7529
156 | 1934-09-30 | 550 | 3933.3726 | 1900.2302 | 186.9353 | 354.0586 | 65.6001 | 0 | 4246.4429 | 3896.1812
157 | 1934-10-31 | 550 | 2702.6423 | 1445.2672 | 0 | 0 | 63.0817 | 1 | 3310.1384 | 3470.1631
158 | 1934-11-30 | 634.4501 | 3250 | 2579.6003 | 0 | 285.0624 | 55.8415 | 1 | 7172.4419 | 7534.5601
159 | 1934-12-31 | 672.1041 | 3250 | 0 | 0 | 182.5227 | 49.3162 | 1 | 5120.1567 | 5477.7231
160 | 1935-01-31 | 1020.516 | 3250 | 0 | 0 | 56.4477 | 45.1703 | 1 | 11656.293 | 13203.376
161 | 1935-02-28 | 1341.1392 | 3250 | 0 | 0 | 51.6954 | 44.4837 | 1 | 7179.6816 | 8383.5234
162 | 1935-03-31 | 1718.4854 | 3250 | 0 | 0 | 19.5161 | 45.6067 | 1 | 8667.9951 | 10070.1924
163 | 1935-04-30 | 2701.3298 | 3250 | 0 | 1.3366 | 295.1836 | 49.3581 | 1 | 13139.7373 | 16098.9336
164 | 1935-05-31 | 2993.2708 | 3785.3335 | 0 | 70.7989 | 2185.4097 | 51.7742 | 1 | 6272.6489 | 5637.7876
165 | 1935-06-30 | 2742.5535 | 8129.792 | 0 | 355.0309 | 2600.0139 | 51.7009 | 0 | 8394.9873 | 6245.0527
166 | 1935-07-31 | 2381.8289 | 9552.0293 | 257.9817 | 386.6729 | 2632.5889 | 53.4228 | 0 | 9241.6318 | 6646.4546
167 | 1935-08-31 | 2035.6097 | 8221.6855 | 311.4095 | 308.6916 | 1982.4594 | 55.1339 | 0 | 7892.27 | 5929.4897
168 | 1935-09-30 | 1958.6935 | 4024.7644 | 386.7321 | 15.9881 | 627.6241 | 55.805 | 1 | 4181.7397 | 3576.6599
169 | 1935-10-31 | 1896.9478 | 3890.1997 | 839.3042 | 80.036 | 811.2252 | 56.2608 | 1 | 4589.5205 | 3974.7449
170 | 1935-11-30 | 1868.7941 | 3389.5374 | 442.0624 | 0 | 502.4861 | 55.0336 | 1 | 4124.5552 | 3849.4526
171 | 1935-12-31 | 1874.775 | 3250 | 18.9133 | 0 | 237.4462 | 51.712 | 1 | 5096.7583 | 5191.1685
172 | 1936-01-31 | 2562.1409 | 3250 | 0 | 0 | 74.8118 | 47.9548 | 1 | 13706.0498 | 16535.3613
173 | 1936-02-29 | 3527.3574 | 3250 | 0 | 0 | 66.0632 | 46.6342 | 1 | 12977.5176 | 16236.4268
174 | 1936-03-31 | 3870.6313 | 3250 | 0 | 0.95619 | 23.2939 | 48.1815 | 1 | 5942.876 | 7348.9336
175 | 1936-04-30 | 4126.3887 | 3250 | 0 | 205.4302 | 427.2792 | 49.9358 | 1 | 5829.8042 | 6933.4272
176 | 1936-05-31 | 4065.3789 | 5730.4502 | 0 | 284.6239 | 2118.009 | 50.768 | 1 | 6978.3359 | 5627.3345
177 | 1936-06-30 | 3872.5437 | 7140.0508 | 0 | 523.2095 | 2337.2417 | 50.7063 | 1 | 7818.6421 | 5910.4692
178 | 1936-07-31 | 3405.3208 | 10100.9551 | 685.2188 | 692.3971 | 2537.3855 | 50.7844 | 0 | 9698.1426 | 7200.2505
179 | 1936-08-31 | 2991.0139 | 9677.9922 | 354.9322 | 553.4942 | 1982.4594 | 51.7452 | 0 | 9225.625 | 7262.8442
180 | 1936-09-30 | 2909.5725 | 4203.3555 | 0 | 46.4993 | 624.9454 | 54.1994 | 1 | 4491.8291 | 3914.9348
181 | 1936-10-31 | 2712.7585 | 5797.7148 | 840.8682 | 141.3411 | 846.917 | 52.6357 | 0 | 6133.9175 | 5411.4966
182 | 1936-11-30 | 2550.3862 | 5401.8252 | 1128.2206 | 7.9987 | 590.9075 | 52.6139 | 0 | 6056.6714 | 5659.8682
183 | 1936-12-31 | 2518.4878 | 3357.947 | 608.6764 | 0 | 239.0726 | 50.5027 | 1 | 4701.3828 | 4710.1538
184 | 1937-01-31 | 2496.9673 | 3250 | 1063.4756 | 0 | 74.8118 | 48.3011 | 1 | 5004.5435 | 5229.1992
185 | 1937-02-28 | 2628.2356 | 3250 | 0 | 0 | 68.4226 | 47.7724 | 1 | 10778.585 | 11787.3789
186 | 1937-03-31 | 3385.2175 | 3250 | 0 | 0 | 19.5161 | 49.0621 | 1 | 12422.2295 | 14169.6475
187 | 1937-04-30 | 4047.5991 | 3250 | 0 | 21.6228 | 433.8087 | 51.1619 | 1 | 6908.4604 | 8544.8027
188 | 1937-05-31 | 4246.3125 | 5043.8032 | 0 | 298.0839 | 2283.9185 | 52.3628 | 1 | 6462.0566 | 5630.7495
189 | 1937-06-30 | 4074.0493 | 7479.6577 | 0 | 523.2274 | 2560.5481 | 52.6582 | 0 | 8285.0264 | 6175.7559
190 | 1937-07-31 | 3583.8875 | 10615.4678 | 726.6548 | 624.2546 | 2537.3855 | 52.4044 | 0 | 10171.0703 | 7682.3325
191 | 1937-08-31 | 3177.3799 | 9590.334 | 565.9938 | 498.9127 | 1982.4594 | 53.2109 | 0 | 9138.3975 | 7175.6162
192 | 1937-09-30 | 3016.5383 | 5535.8477 | 479.2887 | 34.1966 | 632.9816 | 53.7274 | 1 | 5764.8613 | 5135.8232
193 | 1937-10-31 | 2926.2668 | 4491.5601 | 673.721 | 77.2185 | 788.876 | 54.3599 | 1 | 5789.4028 | 5279.4468
194 | 1937-11-30 | 3252 | 8213.2256 | 0 | 0 | 369.7222 | 53.2117 | 1 | 16343.916 | 18126.2656
195 | 1937-12-31 | 3310 | 18967.9199 | 0 | 0 | 175.6452 | 49.4009 | 1 | 30926.2969 | 35213.3008
196 | 1938-01-31 | 3668 | 4101.8691 | 0 | 0 | 74.8118 | 46.4858 | 1 | 9924.9082 | 11270.2979
197 | 1938-02-28 | 3560 | 37636.0469 | 799.0692 | 0 | 68.4226 | 45.4761 | 1 | 57476.3438 | 61766.9844
198 | 1938-03-31 | 3416 | 35340.2109 | 448.7953 | 0 | 19.5161 | 45.6042 | 1 | 55352.8203 | 60724.5703
199 | 1938-04-30 | 4058 | 11215.0049 | 0 | 40.1789 | 377.0528 | 47.3544 | 1 | 16630.5898 | 19965.9707
200 | 1938-05-31 | 4488.4585 | 8562.0957 | 0 | 664.7729 | 2143.9324 | 50.2414 | 1 | 10419.6289 | 11562.79
201 | 1938-06-30 | 4435.9438 | 7901.6748 | 0 | 1236.6031 | 2276.9829 | 52.2985 | 1 | 7918.3325 | 7097.9126
202 | 1938-07-31 | 4015.3958 | 10626.4932 | 71.4585 | 1349.9773 | 2521.4749 | 52.415 | 0 | 9708.4824 | 7565.9351
203 | 1938-08-31 | 3671.0193 | 10468.8545 | 0 | 1078.4376 | 2130.6458 | 53.0629 | 0 | 9495.4482 | 7480.8262
204 | 1938-09-30 | 3067.6685 | 15690.6934 | 0 | 212.0095 | 595.0416 | 51.4296 | 0 | 15888.3164 | 15468.6963
205 | 1938-10-31 | 3108.6199 | 5156.0361 | 48.3554 | 129.2931 | 804.6296 | 54.4792 | 0 | 5952.0576 | 5463.9219
206 | 1938-11-30 | 2900.9351 | 8708.1143 | 0 | 1.9479 | 545.5638 | 54.9988 | 0 | 9862.4883 | 9706.2998
207 | 1938-12-31 | 2984.0354 | 4690.1948 | 0 | 0 | 282.9839 | 52.282 | 1 | 6695.752 | 7040.2954
208 | 1939-01-31 | 3131.8064 | 3250 | 0 | 0 | 108.965 | 49.3974 | 1 | 5019.4282 | 5414.1216
209 | 1939-02-28 | 3260.8979 | 3250 | 0 | 79.2731 | 113.0877 | 48.369 | 1 | 4965.3477 | 5373.9653
210 | 1939-03-31 | 3639.9087 | 3250 | 0 | 282.1244 | 172.4595 | 49.6907 | 1 | 4750.2056 | 5618.2832
211 | 1939-04-30 | 3617.3884 | 5639.229 | 0 | 605.5399 | 578.7889 | 50.9941 | 1 | 5894.2539 | 5946.4199
212 | 1939-05-31 | 3339.7322 | 10183.0283 | 0 | 507.599 | 2184.0237 | 50.974 | 0 | 10574.9199 | 8711.25
213 | 1939-06-30 | 2944.5042 | 12354.2148 | 0 | 658.929 | 2679.3533 | 52.3855 | 0 | 11862.3037 | 9236.6035
214 | 1939-07-31 | 2319.4109 | 16000 | 2102.144 | 718.1892 | 2421.5117 | 53.5164 | 0 | 15270.6562 | 12880.124
215 | 1939-08-31 | 1801.7528 | 14001.0859 | 3226.4531 | 572.7795 | 1860.7192 | 54.4372 | 0 | 13352.0107 | 11510.9697
216 | 1939-09-30 | 1819.9207 | 5473.9502 | 1628.0061 | 209.2119 | 447.9954 | 56.3948 | 1 | 5504.0449 | 5121.2212
217 | 1939-10-31 | 1791.3462 | 5765.104 | 1678.0692 | 115.0072 | 600.9584 | 56.1312 | 1 | 6187.2729 | 5759.5806
218 | 1939-11-30 | 1668.2894 | 6149.4707 | 2018.9309 | 23.328 | 416.9442 | 55.788 | 0 | 6713.4146 | 6503.9165
219 | 1939-12-31 | 1831.035 | 3250 | 1704.9424 | 0 | 202.0388 | 53.3646 | 1 | 5656.3594 | 6119.189
220 | 1940-01-31 | 2735.2888 | 3250 | 0 | 0 | 56.4477 | 48.317 | 1 | 13941.209 | 17047.3047
221 | 1940-02-29 | 3252 | 27132.9141 | 0 | 0 | 49.9128 | 45.8877 | 1 | 41202.3633 | 47139.8398
222 | 1940-03-31 | 3435 | 21911.9727 | 0 | 0 | 19.5161 | 46.0992 | 1 | 33751.9375 | 37945.3125
223 | 1940-04-30 | 4211.5957 | 3250 | 0 | 253.2779 | 410.2022 | 50.9426 | 1 | 10231.3301 | 12084.0986
224 | 1940-05-31 | 4218.2231 | 5750.9185 | 0 | 465.7007 | 1936.5457 | 51.5146 | 1 | 6958.0093 | 6030.8848
225 | 1940-06-30 | 3893.9165 | 9764.6211 | 0 | 885.6907 | 2416.4163 | 51.4421 | 0 | 9318.4297 | 7276.6919
226 | 1940-07-31 | 3200 | 15730.8037 | 605.0951 | 981.2554 | 2562.8928 | 51.38 | 0 | 14743.2031 | 12216.6123
227 | 1940-08-31 | 2781.4092 | 11536.0254 | 0 | 783.5986 | 2065.3545 | 53.131 | 0 | 10701.6514 | 8655.9756
228 | 1940-09-30 | 2472.0696 | 9422.8555 | 254.3345 | 156.2557 | 630.3029 | 52.3283 | 0 | 9577.627 | 9036.79
229 | 1940-10-31 | 2323.3538 | 6652.0664 | 785.3339 | 75.0522 | 776.9182 | 54.9659 | 0 | 7484.313 | 7008.0869
230 | 1940-11-30 | 2151.7268 | 7540.9307 | 1105.5104 | 0 | 473.9167 | 55.3765 | 1 | 9129.4375 | 9098.9131
231 | 1940-12-31 | 3293 | 6539.8545 | 0 | 0 | 157.7554 | 50.0597 | 1 | 20222.791 | 23199.4629
232 | 1941-01-31 | 3317 | 27203.9688 | 0 | 0 | 74.8118 | 46.6357 | 1 | 43838.1719 | 47285.2148
233 | 1941-02-28 | 3423 | 24621.7539 | 0 | 0 | 68.4226 | 45.0755 | 1 | 43342.4688 | 49150.6719
234 | 1941-03-31 | 3940 | 14015.2646 | 93.5318 | 0 | 19.5161 | 45.8626 | 1 | 26417.7285 | 30972.3223
235 | 1941-04-30 | 4456 | 13347.3867 | 0 | 23.2961 | 258.5183 | 47.1024 | 1 | 24530.4141 | 28373.2617
236 | 1941-05-31 | 4552 | 11196.6289 | 0 | 416.0439 | 1881.5819 | 49.2716 | 1 | 14816.0166 | 15543.9297
237 | 1941-06-30 | 4473.5991 | 7959.4507 | 0 | 1200.7139 | 2235.8164 | 51.4857 | 1 | 8009.8545 | 6821.4932
238 | 1941-07-31 | 4107.0615 | 13357.7402 | 349.0309 | 1380.1753 | 2616.6782 | 52.4571 | 0 | 12204.9248 | 9971.2451
239 | 1941-08-31 | 3700 | 11872.8262 | 41.8712 | 1101.7643 | 2130.6458 | 51.7793 | 0 | 10819.5391 | 8847.0811
240 | 1941-09-30 | 3115.0088 | 16733.7207 | 125.058 | 309.2652 | 632.9816 | 51.6629 | 0 | 16636.3848 | 16174.7275
241 | 1941-10-31 | 3008.9094 | 6941.0801 | 404.5907 | 85.8243 | 771.7831 | 54.2681 | 0 | 7436.2324 | 6971.7617
242 | 1941-11-30 | 2705.9297 | 9992.2344 | 455.629 | 0 | 475.5972 | 55.4527 | 0 | 11324.001 | 11322.5684
243 | 1941-12-31 | 3316 | 11827.3311 | 0 | 0 | 157.7554 | 50.7427 | 1 | 22097.1777 | 25666.9902
244 | 1942-01-31 | 3389 | 19439.3242 | 0 | 0 | 74.8118 | 47.2093 | 1 | 28510.5039 | 32260.5371
245 | 1942-02-28 | 3516 | 30876.4824 | 0 | 0 | 68.4226 | 45.4695 | 1 | 47932.2305 | 52565.2031
246 | 1942-03-31 | 3852.0549 | 3250 | 0 | 0 | 19.5161 | 47.8245 | 1 | 5977.0879 | 7297.252
247 | 1942-04-30 | 4509.979 | 3250 | 0 | 20.9692 | 278.1066 | 49.6966 | 1 | 10081.4072 | 12665.6914
248 | 1942-05-31 | 4552 | 10224.1553 | 0 | 528.7356 | 2076.0068 | 48.258 | 1 | 12758.6475 | 12919.2939
249 | 1942-06-30 | 4500 | 7711.707 | 0 | 1239.5582 | 2346.1777 | 50.7208 | 1 | 8114.5391 | 6974.2495
250 | 1942-07-31 | 3968.4211 | 12291.9043 | 0 | 1378.51 | 2616.6782 | 51.1292 | 0 | 11152.9932 | 8892.0645
251 | 1942-08-31 | 3591.0161 | 10876.2324 | 0 | 1100.3702 | 2240.938 | 52.1117 | 0 | 9815.0928 | 7714.3735
252 | 1942-09-30 | 2988.8579 | 16441.0391 | 0 | 296.2517 | 546.3224 | 50.558 | 0 | 16283.1523 | 15904.0117
253 | 1942-10-31 | 2811.5552 | 8017.1748 | 1127.2537 | 207.5777 | 839.366 | 54.3676 | 0 | 8285.9775 | 7677.873
254 | 1942-11-30 | 2611.3684 | 9128.6396 | 1237.8724 | 0 | 482.3195 | 55.2823 | 1 | 10672.9404 | 10773.5488
255 | 1942-12-31 | 2889.9333 | 3250 | 0 | 0 | 178.8978 | 51.3519 | 1 | 6682.8921 | 7742.4971
256 | 1943-01-31 | 3541 | 6982.2534 | 0 | 0 | 74.8118 | 47.8549 | 1 | 19007.4238 | 22280.9512
257 | 1943-02-28 | 3848 | 8456.7334 | 0 | 0 | 68.4226 | 46.5877 | 1 | 14051.4736 | 15965.123
258 | 1943-03-31 | 4118 | 10984.1045 | 1178.9933 | 1.3124 | 23.2288 | 47.0501 | 1 | 17405.3848 | 20460.8008
259 | 1943-04-30 | 4552 | 3750.5979 | 0 | 242.1598 | 409.7 | 50.0219 | 1 | 7293.3418 | 9007.8535
260 | 1943-05-31 | 4552 | 7166.1421 | 0 | 758.1062 | 2288.5784 | 50.6322 | 1 | 8171.7949 | 6973.6602
261 | 1943-06-30 | 4340.3306 | 8327.5449 | 0 | 855.9166 | 2263.261 | 50.9354 | 1 | 8449.3574 | 6770.4985
262 | 1943-07-31 | 3628.5266 | 16000 | 293.1618 | 941.1246 | 2607.4685 | 50.8746 | 0 | 15051.3906 | 12601.6846
263 | 1943-08-31 | 3207.0916 | 11424.2588 | 301.3545 | 755.631 | 2240.938 | 51.8767 | 0 | 10594.0605 | 8416.3477
264 | 1943-09-30 | 2551.4565 | 16244.6348 | 0 | 152.3644 | 632.9816 | 51.5494 | 0 | 16136.1338 | 15606.1045
265 | 1943-10-31 | 2361.3694 | 8528.1826 | 1550.2404 | 159.8174 | 836.3025 | 54.4073 | 0 | 8954.1523 | 8348.6982
266 | 1943-11-30 | 2167.5449 | 10912.6953 | 2815.1504 | 2.6992 | 554.3287 | 55.0211 | 0 | 11808.0938 | 11579.8877
267 | 1943-12-31 | 2218.5161 | 3290.322 | 40.2526 | 0 | 240.6989 | 52.9306 | 1 | 4563.1167 | 4664.5293
268 | 1944-01-31 | 2380.1531 | 3250 | 0 | 0 | 74.8118 | 49.9774 | 1 | 5421.2466 | 5849.3843
269 | 1944-02-29 | 2708.095 | 3250 | 0 | 0 | 66.0632 | 48.0421 | 1 | 6810.4536 | 7672.1812
270 | 1944-03-31 | 3005.0964 | 3250 | 0 | 4.0597 | 43.171 | 49.5635 | 1 | 5846.6699 | 6987.3159
271 | 1944-04-30 | 3187.7554 | 3250 | 0 | 104.063 | 468.9672 | 50.6062 | 1 | 4268.7886 | 4653.1499
272 | 1944-05-31 | 3183.9851 | 5285.6045 | 0 | 20.6807 | 2024.6851 | 51.9306 | 1 | 6230.4858 | 5042.1973
273 | 1944-06-30 | 2883.6287 | 9979.6836 | 0 | 231.6128 | 2655.6514 | 51.4312 | 0 | 10386.8672 | 8031.3638
274 | 1944-07-31 | 2455.5315 | 11936.8037 | 1630.7932 | 264.6837 | 2538.0757 | 53.4744 | 0 | 11487.9385 | 8997.8047
275 | 1944-08-31 | 2220.593 | 8804.8828 | 1479.6511 | 211.3327 | 1921.8418 | 55.64 | 0 | 8388.3955 | 6486.2329
276 | 1944-09-30 | 2136.832 | 4972.3657 | 1451.7377 | 97.0058 | 632.9816 | 55.5909 | 1 | 4962.729 | 4360.0986
277 | 1944-10-31 | 2029.071 | 5477.9419 | 1521.927 | 75.3785 | 812.9612 | 55.9232 | 1 | 5908.0391 | 5270.5239
278 | 1944-11-30 | 2256.051 | 3250 | 0 | 0 | 386.5278 | 54.6081 | 1 | 6340.8047 | 6646.3125
279 | 1944-12-31 | 2565.2793 | 3250 | 2511.2678 | 0 | 221.1828 | 50.0937 | 1 | 6992.9336 | 7883.4312
280 | 1945-01-31 | 2776.8469 | 3250 | 0 | 0 | 86.1962 | 47.5796 | 1 | 4703.8579 | 5297.0859
281 | 1945-02-28 | 3584.7644 | 3250 | 0 | 0 | 68.4226 | 47.6781 | 1 | 11722.8037 | 14168.0293
282 | 1945-03-31 | 3910.5862 | 3250 | 0 | 0 | 19.5161 | 47.8223 | 1 | 7517.6226 | 8603.0166
283 | 1945-04-30 | 4155.4067 | 3250 | 0 | 245.7053 | 453.397 | 50.6697 | 1 | 4779.9478 | 5528.4185
284 | 1945-05-31 | 4312.3994 | 4815.7119 | 0 | 419.0883 | 2006.5386 | 50.9828 | 1 | 6445.1836 | 5448.3042
285 | 1945-06-30 | 4079.3799 | 8762.8174 | 0 | 584.3591 | 2486.4326 | 50.982 | 0 | 8893.4824 | 6842.2847
286 | 1945-07-31 | 3470.7292 | 13865.9258 | 609.653 | 726.7673 | 2632.5889 | 50.8347 | 0 | 12907.2422 | 10333.6182
287 | 1945-08-31 | 3080.0061 | 9892.8838 | 465.3352 | 579.1757 | 1980.0392 | 52.3254 | 0 | 9200.6191 | 7240.2593
288 | 1945-09-30 | 2950.8347 | 5636.3853 | 334.2428 | 71.8016 | 632.9816 | 53.6621 | 1 | 5488.1733 | 4907.0679
289 | 1945-10-31 | 2984.2312 | 5261.7842 | 526.3936 | 55.2203 | 735.6675 | 53.666 | 1 | 6269.0791 | 5927.3594
290 | 1945-11-30 | 3252 | 6267.8296 | 697.8735 | 0 | 443.6667 | 52.3648 | 1 | 9149.0117 | 9632.6934
291 | 1945-12-31 | 3265 | 31539.5781 | 0 | 0 | 157.7554 | 48.8915 | 1 | 44684.3516 | 48580.668
292 | 1946-01-31 | 3622 | 8940.6914 | 0 | 0 | 126.8548 | 45.3938 | 1 | 16471.0117 | 18320.2871
293 | 1946-02-28 | 3877.52 | 3250 | 0 | 0 | 68.4226 | 45.3686 | 1 | 5374.9956 | 6192.291
294 | 1946-03-31 | 4275.8511 | 3250 | 0 | 15.8236 | 48.3557 | 47.1054 | 1 | 5645.1606 | 6894.8501
295 | 1946-04-30 | 4552 | 4076.0847 | 0 | 571.7728 | 546.8182 | 48.8389 | 1 | 5399.7437 | 6388.7173
296 | 1946-05-31 | 4470.8901 | 7674.5024 | 0 | 870.653 | 2245.0334 | 48.6904 | 1 | 8007.2061 | 6792.7129
297 | 1946-06-30 | 4054.7852 | 10991.0703 | 0 | 864.2981 | 2675.0896 | 49.0016 | 0 | 10304.7607 | 7952.2104
298 | 1946-07-31 | 3315.6355 | 16000 | 610.47 | 929.8784 | 2527.7539 | 49.4936 | 0 | 14839.7471 | 12373.3281
299 | 1946-08-31 | 2905.9224 | 11714.4023 | 0 | 752.9865 | 2092.7517 | 51.4793 | 0 | 10747.5684 | 8674.4951
300 | 1946-09-30 | 2524.6172 | 11380.1729 | 0 | 336.0859 | 627.6241 | 50.8066 | 0 | 10971.3516 | 10421.8535
301 | 1946-10-31 | 2281.9458 | 8072.5977 | 1148.6481 | 168.5224 | 837.1914 | 54.2696 | 0 | 8241.7402 | 7569.896
302 | 1946-11-30 | 2210.03 | 8293.6729 | 1644.782 | 0 | 473.9167 | 54.5691 | 1 | 9742.9629 | 9828.8066
303 | 1946-12-31 | 2336.7739 | 3250 | 0 | 0 | 172.3925 | 51.336 | 1 | 5523.0635 | 6092.6475
304 | 1947-01-31 | 2416.6064 | 3250 | 0 | 0 | 143.1183 | 48.353 | 1 | 4140.2031 | 4324.2007
305 | 1947-02-28 | 2656.6562 | 3250 | 0 | 0 | 68.4226 | 48.0171 | 1 | 6586.7998 | 7802.667
306 | 1947-03-31 | 3175.8474 | 3250 | 0 | 0 | 19.5161 | 49.5737 | 1 | 7504.6338 | 8901.208
307 | 1947-04-30 | 3389.9932 | 3250 | 0 | 210.8019 | 467.4604 | 51.9924 | 1 | 5359.6401 | 5874.0332
308 | 1947-05-31 | 3099.4897 | 8656.3467 | 0 | 304.6068 | 2205.6235 | 50.6873 | 0 | 8785.5928 | 6874.8921
309 | 1947-06-30 | 2880.8298 | 10092.335 | 0 | 355.6331 | 2534.7493 | 51.8953 | 0 | 10697.0586 | 8336.8359
310 | 1947-07-31 | 2415.1191 | 13768.3623 | 956.3295 | 438.7327 | 2538.0757 | 53.4525 | 0 | 13060.3164 | 10553.2295
311 | 1947-08-31 | 2092.5188 | 9151.4482 | 1509.7136 | 347.597 | 1910.8628 | 55.1369 | 0 | 8602.3154 | 6711.0605
312 | 1947-09-30 | 1968.9127 | 5726.8726 | 1350.3022 | 161.0648 | 632.9816 | 55.3221 | 1 | 5577.2485 | 4967.6807
313 | 1947-10-31 | 2181.2993 | 3366.0664 | 1046.6112 | 56.0617 | 744.9663 | 56.5055 | 1 | 4976.1108 | 4766.4072
314 | 1947-11-30 | 2248.7932 | 3250 | 1013.9701 | 0 | 507.5278 | 54.445 | 1 | 4556.2822 | 4551.9883
315 | 1947-12-31 | 2291.6885 | 3250 | 1615.0374 | 0 | 268.3468 | 51.4411 | 1 | 4435.5918 | 4485.8066
316 | 1948-01-31 | 2856.4065 | 3250 | 0 | 0 | 138.2392 | 47.9471 | 1 | 8108.2285 | 9646.1367
317 | 1948-02-29 | 2939.5029 | 3250 | 1396.2886 | 9.3208 | 86.5252 | 46.8091 | 1 | 4507.6777 | 4908.0127
318 | 1948-03-31 | 3274.9172 | 3250 | 0 | 16.9912 | 56.1327 | 47.7428 | 1 | 8064.8491 | 9383.3887
319 | 1948-04-30 | 4304.8442 | 3250 | 0 | 46.9189 | 211.8076 | 49.8796 | 1 | 12482.2803 | 15447.0791
320 | 1948-05-31 | 4552 | 9188.4805 | 0 | 414.7917 | 1547.1708 | 49.2702 | 1 | 13355.6445 | 13944.0322
321 | 1948-06-30 | 4500 | 8322.8652 | 0 | 739.4797 | 2358.4155 | 51.373 | 1 | 10135.2119 | 9102.5879
322 | 1948-07-31 | 3932.4302 | 12203.6953 | 483.8867 | 1057.1549 | 2632.5889 | 51.6793 | 0 | 11432.1631 | 9002.9023
323 | 1948-08-31 | 3561.0747 | 9724.2471 | 181.0285 | 844.6385 | 1982.4594 | 52.8696 | 0 | 9158.3633 | 7234.5405
324 | 1948-09-30 | 3400 | 5623.1743 | 0 | 153.0391 | 614.9774 | 53.0793 | 1 | 6058.2158 | 5568.3643
325 | 1948-10-31 | 3226.502 | 6466.3911 | 756.6262 | 118.0538 | 804.9721 | 53.8809 | 1 | 6883.103 | 6278.3975
326 | 1948-11-30 | 3200 | 4315.9688 | 1042.5563 | 23.1211 | 549.0464 | 53.0885 | 1 | 5379.1919 | 5191.1167
327 | 1948-12-31 | 3265.1831 | 3250 | 1411.7911 | 0 | 180.5242 | 50.0632 | 1 | 5247.0854 | 5532.4902
328 | 1949-01-31 | 3277.9236 | 3250 | 0 | 0 | 113.8441 | 47.74 | 1 | 4310.2666 | 4531.1011
329 | 1949-02-28 | 3516.2439 | 3250 | 0 | 0 | 68.4226 | 47.3766 | 1 | 5681.894 | 6205.4033
330 | 1949-03-31 | 4071 | 11131.5156 | 0 | 0 | 19.5161 | 47.0109 | 1 | 22516.7402 | 25058.3066
331 | 1949-04-30 | 4435.8999 | 3250 | 0 | 261.8059 | 454.9038 | 51.6989 | 1 | 5072.6851 | 6381.8184
332 | 1949-05-31 | 4429.8804 | 6600.4927 | 0 | 565.0432 | 2066.1624 | 50.5308 | 1 | 7507.9209 | 6287.0063
333 | 1949-06-30 | 4039.3413 | 9891.2217 | 0 | 696.9446 | 2712.6807 | 51.3591 | 0 | 9533.1475 | 7015.0151
334 | 1949-07-31 | 3385.6567 | 14543.4053 | 2138.3647 | 761.8835 | 2538.0757 | 50.8896 | 0 | 13687.917 | 11188.7754
335 | 1949-08-31 | 3075.6946 | 9021.6299 | 2030.7351 | 606.23 | 1917.4502 | 52.7787 | 0 | 8450.8389 | 6553.0669
336 | 1949-09-30 | 3001.7329 | 5059.998 | 1015.7755 | 81.9717 | 630.3029 | 53.3247 | 1 | 5185.251 | 4569.9907
337 | 1949-10-31 | 2849.759 | 6072.4292 | 1726.7583 | 160.5862 | 852.418 | 53.5073 | 0 | 6349.3574 | 5615.7236
338 | 1949-11-30 | 2691.0029 | 6120.6963 | 814.2058 | 1.0987 | 533.2827 | 53.3849 | 1 | 6981.2852 | 6690.5327
339 | 1949-12-31 | 2660.3962 | 3809.168 | 1528.5476 | 0 | 271.5995 | 50.4714 | 1 | 4749.2021 | 4724.0625
340 | 1950-01-31 | 2970.0776 | 3250 | 0 | 0 | 74.8118 | 47.4608 | 1 | 8253.4385 | 9292.7959
341 | 1950-02-28 | 3449.8342 | 3250 | 0 | 0 | 68.4226 | 47.225 | 1 | 9888.6299 | 11818.5996
342 | 1950-03-31 | 3877.2793 | 3250 | 0 | 4.1298 | 35.394 | 48.4574 | 1 | 6805.0923 | 8339.2461
343 | 1950-04-30 | 4233.7075 | 3250 | 0 | 269.7053 | 500.6099 | 51.199 | 1 | 5456.4521 | 6820.1401
344 | 1950-05-31 | 4172.8188 | 6396.6948 | 0 | 221.0393 | 2273.5491 | 50.9867 | 1 | 7567.3901 | 6352.3755
345 | 1950-06-30 | 3898.8838 | 8106.1187 | 0 | 433.4818 | 2603.5125 | 51.3961 | 0 | 8280.4238 | 6044.6592
346 | 1950-07-31 | 3515.8723 | 9670.4365 | 695.0424 | 482.35 | 2632.5889 | 52.2543 | 0 | 9303.0859 | 6701.7065
347 | 1950-08-31 | 3187.2078 | 9257.7666 | 437.0708 | 384.9063 | 1982.4594 | 52.873 | 0 | 8920.5928 | 6957.5996
348 | 1950-09-30 | 3133.936 | 4763.481 | 0 | 20.0893 | 612.2987 | 54.6633 | 1 | 5029.2412 | 4466.1187
349 | 1950-10-31 | 3250 | 8334.3066 | 1385.6233 | 59.0043 | 754.8464 | 52.6824 | 1 | 10354.5996 | 10250.502
350 | 1950-11-30 | 3252 | 11359.6777 | 0 | 0 | 410.0555 | 53.1132 | 1 | 14494.793 | 15697.4541
351 | 1950-12-31 | 3322 | 15823.4883 | 0 | 0 | 157.7554 | 49.8337 | 1 | 24856.3984 | 27404.0996
352 | 1951-01-31 | 3624 | 8993.2852 | 0 | 0 | 74.8118 | 46.4782 | 1 | 17344.7852 | 19760.0215
353 | 1951-02-28 | 3794 | 17766.6895 | 0 | 0 | 68.4226 | 45.6364 | 1 | 26827.6016 | 29898.0469
354 | 1951-03-31 | 4273.8066 | 3250 | 137.1923 | 24.0292 | 48.3557 | 48.2692 | 1 | 7041.7944 | 8336.1836
355 | 1951-04-30 | 4516.4619 | 3250 | 0 | 285.896 | 523.7141 | 50.0263 | 1 | 4382.3359 | 5198.0186
356 | 1951-05-31 | 4552 | 6537.2441 | 0 | 725.9411 | 1961.9442 | 50.0782 | 1 | 7780.1699 | 7087.3516
357 | 1951-06-30 | 4123.9614 | 10659.2461 | 0 | 977.7628 | 2422.4946 | 49.9268 | 0 | 9953.4971 | 7902.1582
358 | 1951-07-31 | 3378.9827 | 16000 | 945.0625 | 1073.9122 | 2562.8928 | 50.0006 | 0 | 14830.7275 | 12315.6328
359 | 1951-08-31 | 2968.6882 | 11304.0098 | 0 | 857.3995 | 2065.3545 | 51.8096 | 0 | 10501.7285 | 8460.6377
360 | 1951-09-30 | 2661.9062 | 9973.332 | 0 | 197.0746 | 632.9816 | 51.1045 | 0 | 9867.0664 | 9322.6738
361 | 1951-10-31 | 2534.8567 | 7099.897 | 951.9967 | 58.6594 | 739.6039 | 53.9937 | 1 | 7862.0854 | 7418.7163
362 | 1951-11-30 | 2509.6882 | 8345.3301 | 1099.9492 | 0 | 408.375 | 54.2683 | 1 | 10850.9775 | 11125.1924
363 | 1951-12-31 | 3306 | 9537.459 | 0 | 0 | 157.7554 | 49.168 | 1 | 21208.1133 | 24002.2383
364 | 1952-01-31 | 3604 | 12036.25 | 0 | 0 | 74.8118 | 46.1055 | 1 | 22745.3867 | 25108.6699
365 | 1952-02-29 | 3739 | 21602.543 | 0 | 0 | 66.0632 | 45.1116 | 1 | 31424.0957 | 35267.4766
366 | 1952-03-31 | 4022 | 12225.6387 | 0 | 0 | 19.5161 | 45.7615 | 1 | 19545.4434 | 22194.0273
367 | 1952-04-30 | 4290 | 16481.4199 | 0 | 93.1022 | 430.7951 | 46.812 | 1 | 20067.1367 | 23264.2168
368 | 1952-05-31 | 4552 | 7205.1543 | 0 | 740.7537 | 2298.9478 | 49.9088 | 1 | 9888.9902 | 10505.2266
369 | 1952-06-30 | 4500 | 6688.2456 | 0 | 1056.9393 | 2224.6392 | 51.4966 | 1 | 7571.7202 | 6560.2607
370 | 1952-07-31 | 4145.5332 | 9808.5918 | 0 | 1272.6998 | 2503.0557 | 52.4523 | 1 | 9151.4277 | 7073.4883
371 | 1952-08-31 | 3700 | 11811.335 | 0 | 1028.0336 | 2240.938 | 52.479 | 0 | 11132.9385 | 9051.6387
372 | 1952-09-30 | 3316.7529 | 12184.6416 | 38.3109 | 274.9614 | 632.9816 | 51.9338 | 0 | 12386.4961 | 11902.0527
373 | 1952-10-31 | 3161.8767 | 7895.8833 | 203.0086 | 224.9588 | 849.9778 | 54.3222 | 0 | 8186.3911 | 7575.5273
374 | 1952-11-30 | 2805.8408 | 10099.7744 | 736.8885 | 0 | 478.9583 | 54.7411 | 0 | 11335.8613 | 11229.9268
375 | 1952-12-31 | 3345 | 7393.1846 | 0 | 0 | 157.7554 | 50.732 | 1 | 18817.1289 | 20778.7266
376 | 1953-01-31 | 3366 | 31939.5371 | 0 | 0 | 74.8118 | 47.1921 | 1 | 48883.8086 | 54101.6484
377 | 1953-02-28 | 3744.0391 | 3250 | 0 | 0 | 68.4226 | 46.6187 | 1 | 5780.0425 | 7104.2773
378 | 1953-03-31 | 4262.5024 | 3250 | 0 | 48.1135 | 69.0943 | 48.456 | 1 | 6576.4761 | 7790.2188
379 | 1953-04-30 | 4552 | 5435.791 | 0 | 445.4772 | 432.8041 | 48.9836 | 1 | 8141.7729 | 9729.2588
380 | 1953-05-31 | 4552 | 9500.9639 | 0 | 730.5885 | 2213.4006 | 48.5261 | 1 | 11974.0215 | 11479.9473
381 | 1953-06-30 | 4500 | 8763.9053 | 0 | 1097.9736 | 2273.6465 | 50.4203 | 1 | 9751.7588 | 8625.4922
382 | 1953-07-31 | 3867.5134 | 14905.9033 | 0 | 1282.4961 | 2616.6782 | 51.295 | 0 | 14072.7461 | 11798.124
383 | 1953-08-31 | 3516.1987 | 10343.9287 | 19.6381 | 923.3373 | 1958.0833 | 52.3084 | 0 | 9679.7139 | 7858.8516
384 | 1953-09-30 | 3007.0503 | 14831.0117 | 0 | 275.1156 | 632.9816 | 51.1908 | 0 | 14999.9873 | 14502.3613
385 | 1953-10-31 | 2699.9854 | 9613.415 | 1224.5797 | 184.0339 | 833.0578 | 54.2044 | 0 | 10014.46 | 9429.0391
386 | 1953-11-30 | 2500 | 11936.3389 | 1707.2793 | 0 | 436.9445 | 54.8399 | 1 | 13756.0205 | 13940.8701
387 | 1953-12-31 | 2609.0303 | 4554.8315 | 98.7508 | 0 | 304.1263 | 51.2538 | 1 | 6012.3652 | 6221.9307
388 | 1954-01-31 | 3552 | 4382.0708 | 0 | 0 | 74.8118 | 48.0561 | 1 | 13066.793 | 15066.707
389 | 1954-02-28 | 3661 | 17873.9473 | 0 | 0 | 68.4226 | 46.2476 | 1 | 26948.5625 | 29865.5801
390 | 1954-03-31 | 4106 | 10673.6738 | 0 | 0 | 19.5161 | 47.1684 | 1 | 18162.1426 | 20723.7559
391 | 1954-04-30 | 4546 | 10966.7246 | 0 | 33.8696 | 347.9214 | 48.7392 | 1 | 16350.7373 | 19232.1445
392 | 1954-05-31 | 4520.7495 | 7140.4268 | 0 | 705.2218 | 2247.1011 | 50.8273 | 1 | 7907.106 | 6767.7227
393 | 1954-06-30 | 4172.916 | 10288.1543 | 0 | 1051.8853 | 2396.1545 | 50.714 | 0 | 10141.8037 | 8215.6865
394 | 1954-07-31 | 3484.4351 | 16000 | 500.7039 | 1187.8694 | 2562.8928 | 51.3267 | 0 | 14895.8408 | 12423.2793
395 | 1954-08-31 | 3195.9031 | 10891.6729 | 0 | 848.47 | 1927.0734 | 52.6324 | 0 | 10526.2588 | 8711.3877
396 | 1954-09-30 | 2910.6812 | 10293.999 | 0 | 237.1291 | 632.9816 | 51.8439 | 0 | 10527.5166 | 10015.0049
397 | 1954-10-31 | 2783.6794 | 7147.396 | 798.4457 | 193.1767 | 840.08 | 54.2433 | 0 | 7566.7231 | 6950.3296
398 | 1954-11-30 | 2710.1067 | 7845.7485 | 832.2526 | 0 | 378.125 | 54.6713 | 1 | 11333.083 | 11635.625
399 | 1954-12-31 | 3061.8484 | 3250 | 0 | 0 | 183.7769 | 50.5067 | 1 | 7868.4019 | 8753.4072
400 | 1955-01-31 | 3230.675 | 3250 | 0 | 0 | 74.8118 | 47.1916 | 1 | 6791.1445 | 7476.3994
401 | 1955-02-28 | 3404.0732 | 3299.4104 | 0 | 0 | 68.4226 | 47.2678 | 1 | 5190.6816 | 5729.3633
402 | 1955-03-31 | 3547.3049 | 3250 | 0 | 38.0408 | 84.6484 | 49.1576 | 1 | 4581.0142 | 5153.7568
403 | 1955-04-30 | 3900.9666 | 3250 | 0 | 222.8969 | 466.9581 | 50.4513 | 1 | 5559.9487 | 6019.292
404 | 1955-05-31 | 4019.9189 | 5268.8193 | 0 | 365.3899 | 2265.772 | 51.6167 | 1 | 6714.9731 | 5486.1831
405 | 1955-06-30 | 3710.1033 | 9586.7441 | 0 | 444.3331 | 2712.6807 | 51.2535 | 0 | 9745.2842 | 7300.0557
406 | 1955-07-31 | 3124.1541 | 14380.9561 | 1723.9421 | 487.4453 | 2538.0757 | 51.8714 | 0 | 14142.0039 | 11646.5332
407 | 1955-08-31 | 2857.8252 | 8531.46 | 1565.8888 | 389.6352 | 1921.8418 | 54.3339 | 0 | 8466.7139 | 6564.5508
408 | 1955-09-30 | 2864.9436 | 4275.8071 | 813.699 | 16.1137 | 602.3308 | 56.1784 | 1 | 4778.7983 | 4242.2388
409 | 1955-10-31 | 2740.7073 | 5979.3003 | 1413.0873 | 102.3029 | 821.4222 | 54.4945 | 0 | 6412.4795 | 5761.4585
410 | 1955-11-30 | 2880.2903 | 3250 | 1431.4788 | 0 | 463.8333 | 53.2606 | 1 | 6052.5522 | 6029.9941
411 | 1955-12-31 | 3252 | 29046.6328 | 0 | 0 | 157.7554 | 50.1148 | 1 | 45939.8008 | 52817.6016
412 | 1956-01-31 | 3252 | 34000.8164 | 0 | 0 | 74.8118 | 45.556 | 1 | 56402.3711 | 62493.4688
413 | 1956-02-29 | 3288 | 24136.3086 | 0 | 0 | 66.0632 | 43.8081 | 1 | 34489.6719 | 38347.2227
414 | 1956-03-31 | 4014 | 4171.2461 | 84.3336 | 52.4903 | 58.725 | 46.8611 | 1 | 8500.7617 | 10486.9277
415 | 1956-04-30 | 4525.9761 | 3250 | 0 | 274.4471 | 472.9853 | 49.8951 | 1 | 5861.8345 | 7735.6567
416 | 1956-05-31 | 4552 | 9877.4131 | 0 | 735.6575 | 2024.1602 | 47.8752 | 1 | 13189.8516 | 13820.1826
417 | 1956-06-30 | 4426.123 | 7543.416 | 0 | 1099.931 | 2200.5312 | 50.0897 | 1 | 7901.5938 | 6820.1968
418 | 1956-07-31 | 3905.5474 | 11823.9668 | 0 | 1282.6154 | 2616.6782 | 50.2826 | 0 | 10949.1436 | 8626.3818
419 | 1956-08-31 | 3614.6477 | 9524.8418 | 0 | 1024.259 | 2240.938 | 51.6118 | 0 | 8718.665 | 6596.4146
420 | 1956-09-30 | 3055.8276 | 15567.1982 | 0 | 214.4947 | 602.3308 | 50.0588 | 0 | 15761.4746 | 15337.6309
421 | 1956-10-31 | 2989.9946 | 7175.9243 | 524.9938 | 143.7656 | 805.3972 | 53.9413 | 0 | 8171.2017 | 7671.7476
422 | 1956-11-30 | 2593.2725 | 12182.0918 | 630.5883 | 31.847 | 570.9516 | 55.3592 | 0 | 13256.1328 | 13015.6826
423 | 1956-12-31 | 2536.1208 | 5352.9722 | 0 | 0 | 315.5107 | 52.103 | 1 | 6311.459 | 6324.2114
424 | 1957-01-31 | 2673.375 | 3250 | 0 | 0 | 74.8118 | 49.2114 | 1 | 5403.5054 | 5824.3452
425 | 1957-02-28 | 3435.8354 | 3250 | 0 | 0 | 68.4226 | 48.2559 | 1 | 7554.3926 | 9781.4424
426 | 1957-03-31 | 4129 | 7885.5596 | 0 | 57.4366 | 56.1327 | 48.2396 | 1 | 14485.6904 | 16530.8926
427 | 1957-04-30 | 4535.7544 | 3250 | 0 | 473.61 | 459.4242 | 51.2174 | 1 | 5004.7354 | 5607.2344
428 | 1957-05-31 | 4552 | 10383.7988 | 0 | 717.7584 | 2044.8989 | 50.1161 | 1 | 12772.0762 | 12202.5312
429 | 1957-06-30 | 4290.394 | 9041.2539 | 0 | 866.6025 | 2422.4946 | 52.2485 | 0 | 8751.876 | 6765.4473
430 | 1957-07-31 | 3601.6663 | 16000 | 1393.9867 | 947.8796 | 2467.6895 | 51.8162 | 0 | 15043.1045 | 12625.7373
431 | 1957-08-31 | 3243.877 | 10377.876 | 972.9947 | 756.1175 | 2065.3545 | 52.4263 | 0 | 9680.2783 | 7635.8916
432 | 1957-09-30 | 3041.053 | 9349.7227 | 579.7745 | 12.2085 | 498.1356 | 52.771 | 0 | 10259.0781 | 10095.3906
433 | 1957-10-31 | 3219.7522 | 5625.3872 | 1307.7252 | 54.2115 | 728.6021 | 54.597 | 1 | 8739.2168 | 8956.8564
434 | 1957-11-30 | 3122.6436 | 8939.5967 | 2291.8242 | 2.7555 | 573.4073 | 54.2952 | 1 | 11518.7705 | 11753.1797
435 | 1957-12-31 | 3338 | 10011.4209 | 0 | 0 | 216.3038 | 50.4859 | 1 | 14416.5146 | 15745.6504
436 | 1958-01-31 | 3531 | 15293.8555 | 0 | 0 | 74.8118 | 47.7903 | 1 | 24551.8887 | 27104.7578
437 | 1958-02-28 | 4552 | 29840.959 | 0 | 0 | 68.4226 | 46.2193 | 1 | 63291.9297 | 72222.3984
438 | 1958-03-31 | 3416 | 44227.5508 | 0 | 0 | 19.5161 | 45.9301 | 1 | 54695.543 | 58356.6641
439 | 1958-04-30 | 4173 | 11542.2393 | 0 | 28.5275 | 286.1428 | 47.7729 | 1 | 22233.1152 | 26165.8203
440 | 1958-05-31 | 4552 | 6985.3262 | 0 | 454.2844 | 1943.7979 | 51.3851 | 1 | 9469.4043 | 10373.1475
441 | 1958-06-30 | 4500 | 8232.1523 | 0 | 1154.1927 | 2269.7261 | 51.6816 | 1 | 9580.3506 | 8683.9688
442 | 1958-07-31 | 4105.7368 | 12357.0049 | 124.8269 | 1329.9095 | 2552.2114 | 52.2247 | 0 | 11849.4346 | 9697.4199
443 | 1958-08-31 | 3700 | 12058.1279 | 0 | 1091.6405 | 2220.0212 | 53.0325 | 0 | 11481.001 | 9421.707
444 | 1958-09-30 | 3174.582 | 15471.0479 | 0 | 299.1319 | 627.6241 | 51.6471 | 0 | 15919.0645 | 15465.2168
445 | 1958-10-31 | 3099.6187 | 7031.1313 | 50.6989 | 218.082 | 841.9863 | 55.1034 | 0 | 7676.1284 | 7080.0034
446 | 1958-11-30 | 2724.4434 | 11112.874 | 1516.7578 | 31.4234 | 571.7392 | 55.963 | 0 | 12228.2998 | 11999.1318
447 | 1958-12-31 | 2716.511 | 4958.5386 | 0 | 0 | 271.5995 | 54.9747 | 1 | 6259.5117 | 6368.5
448 | 1959-01-31 | 3572.5784 | 3250 | 0 | 0 | 74.8118 | 50.808 | 1 | 9054.4932 | 10810.3066
449 | 1959-02-28 | 3777 | 14326.4238 | 0 | 0 | 68.4226 | 48.1402 | 1 | 21834.4883 | 23996.293
450 | 1959-03-31 | 4190.4541 | 3250 | 0 | 21.5751 | 50.948 | 50.9202 | 1 | 5466.9478 | 6640.293
451 | 1959-04-30 | 4402.9878 | 4176.9141 | 0 | 220.1043 | 554.8545 | 52.521 | 1 | 5150.4243 | 5474.0967
452 | 1959-05-31 | 4231.4053 | 8032.0801 | 0 | 634.8976 | 2338.3577 | 51.6039 | 1 | 8258.5234 | 6342.1958
453 | 1959-06-30 | 3758.0562 | 12238.9375 | 0 | 756.1251 | 2677.3357 | 51.9429 | 0 | 11774.71 | 9249.7373
454 | 1959-07-31 | 3122.5605 | 16000 | 16.7055 | 824.8505 | 2537.3855 | 52.9363 | 0 | 15204.9766 | 12698.5713
455 | 1959-08-31 | 2702.4321 | 12229.0557 | 580.9988 | 639.7202 | 2049.1897 | 53.8979 | 0 | 11702.207 | 9671.8887
456 | 1959-09-30 | 2777.2996 | 5247.6465 | 162.4661 | 143.2856 | 491.5717 | 55.7551 | 1 | 5932.4321 | 5582.3018
457 | 1959-10-31 | 2640.4197 | 6585.6396 | 1540.0111 | 169.5101 | 847.4593 | 55.6415 | 0 | 6969.6514 | 6283.7842
458 | 1959-11-30 | 2453.5437 | 7271.2441 | 1347.0541 | 26.5132 | 578.4805 | 55.7223 | 1 | 7979.3232 | 7616.272
459 | 1959-12-31 | 2428.6165 | 4404.1606 | 2025.1993 | 0 | 258.5887 | 53.5891 | 1 | 5422.4258 | 5429.2588
460 | 1960-01-31 | 2666.6562 | 3250 | 0 | 0 | 74.8118 | 50.0188 | 1 | 5859.8887 | 6321.8872
461 | 1960-02-29 | 3490.3118 | 3250 | 0 | 0 | 66.0632 | 48.8882 | 1 | 13001.9717 | 15766.7158
462 | 1960-03-31 | 4146.4209 | 3250 | 0 | 0.42621 | 27.0467 | 50.0649 | 1 | 8188.502 | 10349.8809
463 | 1960-04-30 | 4172.9888 | 7127.0625 | 0 | 16.4874 | 466.4559 | 49.9112 | 1 | 8794.5186 | 9401.7285
464 | 1960-05-31 | 4264.8516 | 4957.1445 | 0 | 320.0725 | 2099.8628 | 52.5273 | 1 | 6372.4746 | 4998.0752
465 | 1960-06-30 | 3735.5588 | 13233.9727 | 0 | 457.7018 | 2712.6807 | 51.4405 | 0 | 13126.8486 | 10756.2295
466 | 1960-07-31 | 3174.9954 | 13995.5498 | 193.4983 | 499.181 | 2441.2615 | 52.786 | 0 | 13396.1475 | 10995.8184
467 | 1960-08-31 | 2853.0159 | 9622.7803 | 1283.535 | 398.9266 | 1811.5496 | 54.1376 | 0 | 9262.6406 | 7470.7695
468 | 1960-09-30 | 2747.3599 | 6139.0679 | 1185.9482 | 22.9014 | 630.3029 | 54.113 | 1 | 6385.9604 | 5799.0952
469 | 1960-10-31 | 2639.5991 | 6087.6025 | 1660.7848 | 113.3879 | 841.2255 | 55.3978 | 0 | 6601.8203 | 5933.8813
470 | 1960-11-30 | 2817.5352 | 3250 | 409.7125 | 0 | 374.7639 | 54.4759 | 1 | 5349.6289 | 5581.708
471 | 1960-12-31 | 3325.7534 | 3250 | 2387.1279 | 0 | 237.4462 | 50.0545 | 1 | 8522.0547 | 9463.4922
472 | 1961-01-31 | 3531.2854 | 3250 | 0 | 0 | 74.8118 | 47.0845 | 1 | 6071.7871 | 6834.231
473 | 1961-02-28 | 3914 | 8909.0977 | 0 | 0 | 68.4226 | 47.2268 | 1 | 16806.1016 | 19082.9668
474 | 1961-03-31 | 4280 | 6303.9731 | 0 | 0 | 19.5161 | 47.9818 | 1 | 10947.1211 | 12396.9609
475 | 1961-04-30 | 4552 | 3330.928 | 0 | 224.1461 | 461.4332 | 51.2625 | 1 | 5226.6929 | 5926.832
476 | 1961-05-31 | 4502.2798 | 7787.1885 | 0 | 270.7625 | 2241.9163 | 50.2406 | 1 | 9200.2617 | 7732.0566
477 | 1961-06-30 | 4143.2856 | 10063.0752 | 0 | 520.3307 | 2605.4656 | 51.53 | 0 | 10428.4902 | 8239.502
478 | 1961-07-31 | 3417.938 | 16000 | 1599.6792 | 610.1761 | 2538.0757 | 51.3744 | 0 | 15587.0576 | 13085.0254
479 | 1961-08-31 | 3103.21 | 9858.5781 | 3366.3738 | 478.1425 | 1895.4921 | 53.1173 | 0 | 9594.5625 | 7717.9419
480 | 1961-09-30 | 3030.2942 | 5456.6177 | 1068.3673 | 18.4715 | 607.6883 | 53.4396 | 1 | 5927.749 | 5402.3242
481 | 1961-10-31 | 2848.3159 | 7127.5869 | 2354.5803 | 131.1192 | 847.0883 | 54.5523 | 0 | 7686.1753 | 6982.0923
482 | 1961-11-30 | 3001.3669 | 4440.0112 | 1388.9673 | 16.9753 | 416.7778 | 53.7694 | 1 | 6300.2563 | 6257.54
483 | 1961-12-31 | 3356 | 3368.5703 | 1553.0544 | 0 | 211.4247 | 49.449 | 1 | 8540.3115 | 9320.4043
484 | 1962-01-31 | 3460.3896 | 3630.0376 | 0 | 0 | 123.6021 | 47.3156 | 1 | 6034.4692 | 6472.5264
485 | 1962-02-28 | 3675 | 24254.9883 | 0 | 0 | 68.4226 | 46.4696 | 1 | 34567.707 | 37324.4648
486 | 1962-03-31 | 4266.9927 | 3250 | 0 | 0 | 19.5161 | 48.1045 | 1 | 9068.1465 | 10476.7305
487 | 1962-04-30 | 4552 | 3754.135 | 0 | 412.5512 | 496.0895 | 51.1166 | 1 | 5280.6748 | 6580.0898
488 | 1962-05-31 | 4418.8945 | 8163.2202 | 0 | 657.1561 | 2288.5784 | 49.7835 | 1 | 9049.7676 | 7622.9341
489 | 1962-06-30 | 4081.9338 | 9541.0107 | 0 | 805.9758 | 2523.6528 | 50.6775 | 0 | 9395.9004 | 7259.0332
490 | 1962-07-31 | 3381.1711 | 15542.7832 | 562.4409 | 930.3408 | 2537.3855 | 50.5078 | 0 | 14815.002 | 12314.6768
491 | 1962-08-31 | 3088.6694 | 9497.4941 | 326.014 | 741.1482 | 2092.7517 | 52.8114 | 0 | 8838.6045 | 6766.5615
492 | 1962-09-30 | 3012.7175 | 5435.3647 | 0 | 134.009 | 627.6241 | 53.3929 | 1 | 5633.0356 | 5045.0732
493 | 1962-10-31 | 3250 | 8899.6914 | 0 | 54.2115 | 694.4489 | 53.9173 | 1 | 13029.0977 | 14458.1572
494 | 1962-11-30 | 3252 | 5563.3047 | 0 | 0 | 546.1805 | 54.1744 | 1 | 7042.8003 | 7058.7104
495 | 1962-12-31 | 3349 | 9092.9463 | 0 | 0 | 209.7984 | 50.5171 | 1 | 13836.9541 | 15479.1484
496 | 1963-01-31 | 3552.1079 | 3250 | 0 | 0 | 74.8118 | 47.2091 | 1 | 5988.7095 | 7216.1133
497 | 1963-02-28 | 3944 | 10854.6875 | 0 | 0 | 68.4226 | 47.2022 | 1 | 18576.1543 | 21880.8828
498 | 1963-03-31 | 4226 | 6279.4077 | 0 | 0 | 19.5161 | 47.8354 | 1 | 10076.7354 | 11596.8516
499 | 1963-04-30 | 4137 | 30893.4492 | 0 | 15.7005 | 254.5001 | 48.0211 | 1 | 42323.1797 | 46217.8125
500 | 1963-05-31 | 4552 | 4724.0718 | 0 | 528.8322 | 2086.3762 | 52.6576 | 1 | 7297.1968 | 7086.5254
501 | 1963-06-30 | 4318.4883 | 8594.7188 | 0 | 1228.4559 | 2324.6143 | 52.5437 | 0 | 8279.4365 | 6478.0566
502 | 1963-07-31 | 3649.5266 | 16000 | 793.863 | 1381.7018 | 2521.4749 | 52.1096 | 0 | 14960.9834 | 12542.6377
503 | 1963-08-31 | 3276.7947 | 10712.1465 | 0 | 1102.9077 | 2240.938 | 53.5015 | 0 | 10069.8291 | 7866.4854
504 | 1963-09-30 | 2718.1057 | 15022.042 | 0 | 303.815 | 630.3029 | 52.4074 | 0 | 15233.959 | 14690.4492
505 | 1963-10-31 | 2592.3013 | 7410.0903 | 1189.5573 | 93.5632 | 785.8903 | 55.0363 | 1 | 8679.1934 | 8195.2236
506 | 1963-11-30 | 2781.5129 | 6208.1694 | 1109.0795 | 0 | 352.9167 | 54.7374 | 1 | 10304.8223 | 10990.7539
507 | 1963-12-31 | 2893.4045 | 3250 | 347.9604 | 0 | 297.621 | 50.8903 | 1 | 4807.5225 | 4957.188
508 | 1964-01-31 | 3425.2073 | 3250 | 0 | 0 | 74.8118 | 47.853 | 1 | 7118.2285 | 8135.6138
509 | 1964-02-29 | 3637.8447 | 3250 | 0 | 0 | 66.0632 | 48.0477 | 1 | 4913.4429 | 5556.6025
510 | 1964-03-31 | 3778.822 | 3250 | 0 | 42.3148 | 92.4254 | 49.1182 | 1 | 4716.2212 | 5134.793
511 | 1964-04-30 | 3746.6431 | 6091.9458 | 0 | 316.7788 | 564.8998 | 49.5505 | 1 | 6662.5332 | 6692.1484
512 | 1964-05-31 | 3609.583 | 6700.6343 | 0 | 332.7473 | 2309.8418 | 50.719 | 1 | 7484.8013 | 5643.4873
513 | 1964-06-30 | 3402.845 | 8947.915 | 0 | 359.1174 | 2607.7468 | 51.8991 | 0 | 9319.2119 | 6943.4009
514 | 1964-07-31 | 2786.1204 | 14511.1045 | 482.9773 | 422.4683 | 2533.6196 | 52.2635 | 0 | 14154.3232 | 11651.9463
515 | 1964-08-31 | 2533.3718 | 8804.2744 | 771.8971 | 333.9474 | 1917.4502 | 54.7723 | 0 | 8537.9619 | 6636.606
516 | 1964-09-30 | 2475.9597 | 4998.4121 | 1010.3552 | 132.5286 | 605.0095 | 55.1815 | 1 | 5223.5474 | 4708.2612
517 | 1964-10-31 | 2412.759 | 5057.9214 | 1503.1575 | 65.6062 | 774.7497 | 55.8848 | 1 | 5680.0742 | 5116.7153
518 | 1964-11-30 | 2550.8901 | 3250 | 1991.6625 | 0 | 364.6805 | 53.8354 | 1 | 7067.6177 | 7681.3555
519 | 1964-12-31 | 3252 | 19662.9512 | 0 | 0 | 183.7769 | 49.3069 | 1 | 34637.6172 | 42223.2578
520 | 1965-01-31 | 3368 | 24981.3008 | 0 | 0 | 74.8118 | 45.4377 | 1 | 36836.957 | 41452.2383
521 | 1965-02-28 | 3770.855 | 3250 | 0 | 0 | 68.4226 | 45.2129 | 1 | 6803.5781 | 8463.251
522 | 1965-03-31 | 3980.1362 | 3250 | 0 | 37.5343 | 76.8714 | 46.7895 | 1 | 5574.0615 | 6724.7451
523 | 1965-04-30 | 4500 | 6748.3589 | 0 | 15.9951 | 409.7 | 46.9475 | 1 | 16820.3906 | 20076.332
524 | 1965-05-31 | 4530.542 | 6685.5464 | 0 | 633.975 | 2257.9951 | 49.0954 | 1 | 8036.0063 | 7203.8628
525 | 1965-06-30 | 4283.3418 | 8087.3091 | 0 | 838.3341 | 2334.416 | 49.5362 | 1 | 8344.4902 | 6618.2339
526 | 1965-07-31 | 3588.6501 | 16000 | 672.2915 | 922.0832 | 2612.0735 | 49.4431 | 0 | 15474.915 | 13032.1562
527 | 1965-08-31 | 3347.5867 | 8953.3994 | 0 | 613.4354 | 1869.1874 | 52.3658 | 1 | 8983.7109 | 7308.957
528 | 1965-09-30 | 2849.3286 | 13588.3643 | 0 | 142.7741 | 632.9816 | 49.9352 | 0 | 13775.9902 | 13266.0615
529 | 1965-10-31 | 2624.7996 | 8497.0254 | 958.2055 | 180.832 | 852.7017 | 53.8218 | 0 | 8823.5713 | 8156.5664
530 | 1965-11-30 | 2786.2493 | 7293.2397 | 425.1225 | 0 | 351.2361 | 54.4971 | 1 | 11324.5059 | 11954.9141
531 | 1965-12-31 | 2932.4312 | 3738.6699 | 0 | 0 | 232.5672 | 49.5575 | 1 | 5898.1216 | 6269.4727
532 | 1966-01-31 | 3650.5571 | 3250 | 0 | 0 | 78.0645 | 46.866 | 1 | 9516.1162 | 11145.9395
533 | 1966-02-28 | 4037 | 5296.6943 | 0 | 0 | 68.4226 | 45.8625 | 1 | 10725.127 | 11815.042
534 | 1966-03-31 | 4229 | 10675.6553 | 0 | 21.5332 | 53.5403 | 46.479 | 1 | 14599.3379 | 16096.0215
535 | 1966-04-30 | 4552 | 4292.8887 | 0 | 529.8277 | 552.3431 | 49.8692 | 1 | 6198.876 | 7492.771
536 | 1966-05-31 | 4347.7725 | 8730.6592 | 0 | 640.7465 | 2340.425 | 49.4726 | 0 | 8721.165 | 7111.8188
537 | 1966-06-30 | 3800.2344 | 13508.8633 | 0 | 770.6282 | 2661.6143 | 49.8644 | 0 | 12997.8047 | 10490.415
538 | 1966-07-31 | 3119.6094 | 16000 | 16.8881 | 838.9403 | 2521.1633 | 50.8349 | 0 | 15146.3301 | 12670.0352
539 | 1966-08-31 | 2694.8962 | 12764.5205 | 442.3545 | 669.7725 | 2083.0713 | 52.0479 | 0 | 12246.0273 | 10181.5439
540 | 1966-09-30 | 2583.3672 | 7452.1147 | 418.4725 | 109.9948 | 630.3029 | 52.727 | 1 | 7704.9541 | 7116.8301
541 | 1966-10-31 | 2456.6802 | 6169.3076 | 1319.8214 | 172.3357 | 847.078 | 54.8337 | 0 | 6351.5376 | 5637.3198
542 | 1966-11-30 | 2907.7463 | 3250 | 1161.3711 | 0 | 322.6667 | 54.6436 | 1 | 6249.876 | 7151.8872
543 | 1966-12-31 | 3335 | 9918.1406 | 0 | 0 | 195.1613 | 50.3118 | 1 | 15715.1318 | 17726.7461
544 | 1967-01-31 | 3551 | 10611.584 | 0 | 0 | 74.8118 | 47.0079 | 1 | 21111.0176 | 24165.2363
545 | 1967-02-28 | 3920 | 8073.5186 | 0 | 0 | 68.4226 | 46.1327 | 1 | 13095.6924 | 14912.582
546 | 1967-03-31 | 4033 | 14069.043 | 0 | 1.6358 | 19.5161 | 46.2462 | 1 | 18896.4941 | 20995.6426
547 | 1967-04-30 | 4479 | 10209.6709 | 0 | 39.8704 | 237.4231 | 47.1435 | 1 | 18042.9648 | 19986.2168
548 | 1967-05-31 | 4552 | 12507.457 | 0 | 634.835 | 2252.2856 | 48.9939 | 1 | 15740.085 | 16551.0723
549 | 1967-06-30 | 4500 | 8491.8008 | 0 | 937.7822 | 2001.1646 | 51.1733 | 1 | 9357.9834 | 8940.0039
550 | 1967-07-31 | 4019.9312 | 11558.0479 | 0 | 1366.8882 | 2516.8701 | 52.5317 | 1 | 10412.998 | 8211.7148
551 | 1967-08-31 | 3698.1318 | 10058.3799 | 0 | 1091.3184 | 2128.0312 | 52.8185 | 0 | 8761.7803 | 6722.8091
552 | 1967-09-30 | 3126.8677 | 15723.043 | 0 | 298.4649 | 627.6241 | 51.5004 | 0 | 15161.0039 | 14645.9297
553 | 1967-10-31 | 3155.6926 | 5283.4185 | 302.18 | 220.0578 | 845.2411 | 54.5241 | 0 | 5242.394 | 4639.332
554 | 1967-11-30 | 2883.5735 | 8763.3965 | 1725.1964 | 16.9753 | 500.8055 | 55.7756 | 0 | 9828.9453 | 9687.4092
555 | 1967-12-31 | 2982.9099 | 4275.1118 | 0 | 0 | 268.3468 | 51.6397 | 1 | 6485.0059 | 6806.7568
556 | 1968-01-31 | 3318.0684 | 3250 | 0 | 0 | 74.8118 | 48.5926 | 1 | 8961.4941 | 11062.6162
557 | 1968-02-29 | 3654 | 12012.376 | 0 | 0 | 66.0632 | 47.3112 | 1 | 22301.834 | 25664.9531
558 | 1968-03-31 | 4187.457 | 3250 | 0 | 1.0125 | 19.5161 | 49.7404 | 1 | 7855.3662 | 9436.1797
559 | 1968-04-30 | 4387.3369 | 3250 | 0 | 372.8588 | 480.017 | 51.9104 | 1 | 4556.9434 | 5012.0752
560 | 1968-05-31 | 4254.6367 | 7092.5923 | 0 | 578.8368 | 2198.3716 | 51.0287 | 1 | 7636.3423 | 5977.7417
561 | 1968-06-30 | 3698.4705 | 13090.2783 | 0 | 708.039 | 2497.6624 | 50.739 | 0 | 12742.6494 | 10444.7354
562 | 1968-07-31 | 3020.8716 | 16000 | 74.4169 | 869.4346 | 2537.3855 | 51.8927 | 0 | 15443.2871 | 12946.4043
563 | 1968-08-31 | 2863.7837 | 8113.5762 | 520.4457 | 604.7186 | 1928.184 | 54.5381 | 0 | 8295.5391 | 6469.4287
564 | 1968-09-30 | 2794.0652 | 6603.3701 | 164.137 | 123.8995 | 632.9816 | 53.7843 | 1 | 7095.1641 | 6507.4517
565 | 1968-10-31 | 2774.677 | 5048.457 | 1019.0937 | 114.8246 | 812.1772 | 54.9822 | 1 | 5990.5967 | 5453.9482
566 | 1968-11-30 | 2883.2256 | 3250 | 448.9588 | 0 | 420.1389 | 53.6543 | 1 | 5097.8125 | 5270.6157
567 | 1968-12-31 | 3304.0569 | 3250 | 0 | 0 | 161.0081 | 49.9821 | 1 | 11938.1396 | 13741.915
568 | 1969-01-31 | 3358 | 26746.6113 | 0 | 0 | 74.8118 | 47.1265 | 1 | 45232.2617 | 52137.793
569 | 1969-02-28 | 3480 | 25682.2441 | 142.9521 | 0 | 68.4226 | 44.8785 | 1 | 43801.3438 | 47655.832
570 | 1969-03-31 | 4030 | 6466.4072 | 148.6906 | 1.7509 | 23.2074 | 46.3393 | 1 | 13717.9912 | 16371.8232
571 | 1969-04-30 | 4434 | 9669.7627 | 0 | 171.7332 | 463.4423 | 46.9907 | 1 | 14991.0957 | 18636.6484
572 | 1969-05-31 | 4552 | 9579.458 | 0 | 779.5358 | 2345.6096 | 48.8723 | 1 | 11868.6885 | 12925.9268
573 | 1969-06-30 | 4403.0791 | 8011.48 | 0 | 1103.2566 | 2226.0151 | 50.5018 | 1 | 7999.2559 | 6842.4238
574 | 1969-07-31 | 3947.4578 | 11045.0781 | 186.299 | 1249.1562 | 2516.8701 | 51.5087 | 0 | 10155.7666 | 7902.7056
575 | 1969-08-31 | 3585.7483 | 10466.209 | 0 | 1000.3217 | 2130.6458 | 52.3604 | 0 | 9617.7266 | 7595.3853
576 | 1969-09-30 | 3239.3909 | 11851.9805 | 42.8577 | 260.0989 | 630.3029 | 51.2562 | 0 | 12091.915 | 11596.0166
577 | 1969-10-31 | 3200 | 6717.5728 | 245.9806 | 123.7518 | 798.17 | 54.0388 | 1 | 7830.0859 | 7380.2891
578 | 1969-11-30 | 3035.0935 | 7165.1948 | 0 | 3.6 | 552.5819 | 55.1046 | 0 | 8521.2871 | 8418.6699
579 | 1969-12-31 | 3317 | 16876.1309 | 0 | 0 | 157.7554 | 51.3958 | 1 | 27169.2266 | 30571.2148
580 | 1970-01-31 | 3252 | 58978.4375 | 0 | 0 | 74.8118 | 46.6943 | 1 | 88720.4453 | 99350.2109
581 | 1970-02-28 | 3431 | 13490.8262 | 0 | 0 | 68.4226 | 44.9676 | 1 | 21529.8652 | 23946.2324
582 | 1970-03-31 | 4065.2119 | 3250 | 0 | 0.98864 | 26.8849 | 48.1222 | 1 | 8764.6924 | 11415.8066
583 | 1970-04-30 | 4291.0645 | 3250 | 0 | 73.1966 | 508.6461 | 49.8044 | 1 | 4357.7656 | 4713.9839
584 | 1970-05-31 | 4231.8843 | 6423.0225 | 0 | 572.1926 | 2315.0266 | 49.8999 | 1 | 7251.7461 | 5718.8936
585 | 1970-06-30 | 3804.7209 | 11296.084 | 0 | 657.6102 | 2256.0039 | 49.3744 | 0 | 11693.8389 | 10004.002
586 | 1970-07-31 | 3122.0967 | 15933.2969 | 949.1746 | 784.4171 | 2616.6782 | 50.2642 | 0 | 15480.1055 | 12997.499
587 | 1970-08-31 | 2801.6843 | 10639.8799 | 0 | 626.0483 | 2240.938 | 52.6921 | 0 | 10301.0342 | 8123.3071
588 | 1970-09-30 | 2249.6484 | 15750.0625 | 762.3438 | 93.0413 | 632.9816 | 51.4745 | 0 | 16135.6924 | 15624.0146
589 | 1970-10-31 | 2082.251 | 9843.8096 | 958.8508 | 109.9215 | 807.0684 | 54.6638 | 0 | 10796.3438 | 10248.3008
590 | 1970-11-30 | 2456.1213 | 5796.333 | 1112.5507 | 0 | 307.5417 | 55.5612 | 1 | 13078.333 | 14400.2383
591 | 1970-12-31 | 3319 | 5642.8306 | 0 | 0 | 180.5242 | 50.339 | 1 | 17269.6309 | 19786.8906
592 | 1971-01-31 | 3515 | 16862.2148 | 0 | 0 | 100.8333 | 47.0214 | 1 | 25951.4707 | 28921.457
593 | 1971-02-28 | 3881.6772 | 3250 | 0 | 0 | 68.4226 | 46.6578 | 1 | 6179.1514 | 7546.7285
594 | 1971-03-31 | 3873 | 17149.8516 | 0 | 42.9526 | 71.6867 | 46.0191 | 1 | 24157.8145 | 26924.5781
595 | 1971-04-30 | 4470.4141 | 3250 | 0 | 663.0163 | 563.3929 | 50.1011 | 1 | 5816.0527 | 7082.1182
596 | 1971-05-31 | 4552 | 8956.8486 | 0 | 722.5508 | 1990.4598 | 49.0741 | 1 | 11137.4365 | 10755.0479
597 | 1971-06-30 | 4500 | 7962.2466 | 0 | 865.0387 | 2342.2573 | 51.378 | 1 | 8838.2402 | 7375.689
598 | 1971-07-31 | 3763.6338 | 15771.3086 | 103.7597 | 964.2192 | 2521.4749 | 51.1682 | 0 | 15679.002 | 13423.0303
599 | 1971-08-31 | 3452.3367 | 9464.4707 | 367.7022 | 766.8773 | 2125.4165 | 52.941 | 0 | 9231.1416 | 7189.9263
600 | 1971-09-30 | 2942.958 | 13459.7402 | 0 | 154.8271 | 632.9816 | 51.3919 | 0 | 14323.1436 | 13823.9922
601 | 1971-10-31 | 2765.1096 | 8597.2422 | 1216.4792 | 169.8673 | 837.1849 | 54.2505 | 0 | 9368.3662 | 8749.2607
602 | 1971-11-30 | 2500 | 12434.3516 | 1703.5538 | 1.3927 | 529.8918 | 54.4141 | 0 | 13973.9609 | 13808.3789
603 | 1971-12-31 | 2710.2083 | 3250 | 0 | 0 | 188.6559 | 50.6657 | 1 | 5995.999 | 6427.6675
604 | 1972-01-31 | 3105.7112 | 3250 | 0 | 0 | 120.3495 | 46.5897 | 1 | 6044.5591 | 6822.5703
605 | 1972-02-29 | 3486.4788 | 3250 | 0 | 2.9224 | 66.0632 | 47.3872 | 1 | 6566.9595 | 7622.4614
606 | 1972-03-31 | 4182.5244 | 3250 | 0 | 138.9648 | 162.4184 | 50.0769 | 1 | 7192.667 | 9062.5625
607 | 1972-04-30 | 4552 | 4466.645 | 0 | 323.2535 | 539.2842 | 50.0822 | 1 | 5965.7007 | 6554.4448
608 | 1972-05-31 | 4444.4248 | 7295.1348 | 0 | 214.1783 | 2237.2563 | 50.6107 | 1 | 8359.6836 | 6727.5454
609 | 1972-06-30 | 3879.4409 | 13446.585 | 0 | 428.4666 | 2616.696 | 50.5292 | 0 | 13555.5303 | 11171.7373
610 | 1972-07-31 | 3200 | 15975.8271 | 655.9083 | 484.0748 | 2537.3855 | 51.617 | 0 | 15499.8398 | 12996.3252
611 | 1972-08-31 | 2905.6951 | 10120.459 | 1250.8757 | 386.1264 | 2092.7517 | 52.8911 | 0 | 9698.8584 | 7625.7148
612 | 1972-09-30 | 2958.2964 | 4756.2773 | 954.7809 | 138.2784 | 589.1893 | 54.428 | 1 | 5105.9023 | 4646.6665
613 | 1972-10-31 | 2988.0364 | 4870.001 | 439.7225 | 56.2716 | 744.2676 | 54.7753 | 1 | 6215.1338 | 5865.5684
614 | 1972-11-30 | 3252 | 3755.9255 | 2301.5762 | 0 | 331.0695 | 53.3611 | 1 | 8063.5186 | 8786.5312
615 | 1972-12-31 | 3346 | 6931.9058 | 0 | 0 | 224.4355 | 50.014 | 1 | 11927.3701 | 13245.3467
616 | 1973-01-31 | 3552 | 15145.9521 | 0 | 0 | 74.8118 | 47.2428 | 1 | 27326.2793 | 30747.0898
617 | 1973-02-28 | 3636 | 20651.8418 | 0 | 0 | 68.4226 | 45.8954 | 1 | 32337.5098 | 35479.0625
618 | 1973-03-31 | 4162 | 7772.1489 | 0 | 0 | 19.5161 | 46.5208 | 1 | 15695.3789 | 17860.2266
619 | 1973-04-30 | 4464.4717 | 3250 | 0 | 411.989 | 453.397 | 50.5814 | 1 | 5643.7495 | 7162.3999
620 | 1973-05-31 | 4489.7715 | 6365.7554 | 0 | 753.9079 | 2250.2183 | 51.2658 | 1 | 7717.6685 | 6950.7539
621 | 1973-06-30 | 3919.5508 | 13158.1406 | 0 | 1050.8997 | 2424.5208 | 49.9006 | 0 | 13016.7832 | 10993.0557
622 | 1973-07-31 | 3219.9336 | 16000 | 778.6458 | 1148.6138 | 2522.6577 | 50.5793 | 0 | 15286.5889 | 12812.5479
623 | 1973-08-31 | 3036.8162 | 8767.9053 | 266.0858 | 917.2862 | 1955.0623 | 53.3457 | 0 | 8351.584 | 6416.981
624 | 1973-09-30 | 2805.6096 | 9257.0127 | 632.8945 | 212.4943 | 624.9454 | 51.3374 | 0 | 9745.9521 | 9216.834
625 | 1973-10-31 | 2929.0044 | 5095.6709 | 827.6483 | 73.7161 | 770.1592 | 54.2463 | 1 | 6465.0913 | 6056.9492
626 | 1973-11-30 | 3252 | 28645.6934 | 0 | 0 | 315.9445 | 54.002 | 1 | 37602.1055 | 41115.4102
627 | 1973-12-31 | 3267 | 23947.7207 | 0 | 0 | 201.6667 | 48.4821 | 1 | 33848.9297 | 37003.4883
628 | 1974-01-31 | 3252 | 39202.2969 | 0 | 0 | 74.8118 | 45.334 | 1 | 58900.9531 | 65649.8359
629 | 1974-02-28 | 3694 | 5398.6919 | 0 | 0 | 68.4226 | 45.2582 | 1 | 10400.3145 | 11928.0566
630 | 1974-03-31 | 3416 | 34993.8867 | 0 | 0 | 19.5161 | 45.3082 | 1 | 46784.5977 | 51827.3008
631 | 1974-04-30 | 4289 | 5857.2148 | 0 | 44.7164 | 403.1705 | 48.4155 | 1 | 14827.8643 | 17738.8359
632 | 1974-05-31 | 4515.0288 | 5594.6343 | 0 | 762.7927 | 2255.4028 | 50.9343 | 1 | 7113.9883 | 6606.1504
633 | 1974-06-30 | 4359.8823 | 8124.5073 | 0 | 1221.212 | 2328.5349 | 51.2551 | 1 | 8513.624 | 7133.6685
634 | 1974-07-31 | 3927.6494 | 12602.3799 | 16.4638 | 1157.8093 | 2265.9106 | 51.6808 | 0 | 12681.624 | 10850.3271
635 | 1974-08-31 | 3665.7083 | 9595.3408 | 0 | 1079.9541 | 2128.0312 | 53.0371 | 0 | 8947.3857 | 6988.5337
636 | 1974-09-30 | 3201.7532 | 13073.0312 | 0 | 301.1441 | 632.9816 | 51.4215 | 0 | 13334.2861 | 12863.8135
637 | 1974-10-31 | 2969.0759 | 8795.6758 | 1233.318 | 114.0131 | 790.8312 | 54.4744 | 0 | 9664.7637 | 9206.2686
638 | 1974-11-30 | 2563.875 | 12443.0205 | 1391.8278 | 1.9582 | 540.6524 | 55.4729 | 0 | 13922.0293 | 13781.2158
639 | 1974-12-31 | 2757.1643 | 3250 | 0 | 0 | 172.3925 | 51.3127 | 1 | 6297.6851 | 6736.4111
640 | 1975-01-31 | 2915.905 | 3250 | 0 | 0 | 139.8656 | 48.418 | 1 | 5906.3179 | 6451.7002
641 | 1975-02-28 | 3848.7175 | 3250 | 0 | 0 | 68.4226 | 47.8529 | 1 | 14218.416 | 17435.2422
642 | 1975-03-31 | 3756 | 26853.832 | 0 | 0 | 19.5161 | 46.8235 | 1 | 40790.9062 | 45252.5859
643 | 1975-04-30 | 4449.6987 | 3250 | 0 | 348.7161 | 422.2566 | 50.4704 | 1 | 7298.3696 | 8977.2461
644 | 1975-05-31 | 4552 | 9954.1455 | 0 | 880.4407 | 2314.5017 | 50.2793 | 1 | 11997.0693 | 12351.2979
645 | 1975-06-30 | 4422.0156 | 8908.6064 | 0 | 1191.2261 | 2278.9434 | 51.9626 | 1 | 8993.5166 | 7908.9546
646 | 1975-07-31 | 3940.1907 | 13871.7422 | 0 | 1259.2373 | 2566.0256 | 52.1751 | 0 | 13029.5518 | 10763.7871
647 | 1975-08-31 | 3653.9116 | 9763.0234 | 0 | 1017.1085 | 2104.5 | 52.694 | 1 | 9077.7988 | 7126.9819
648 | 1975-09-30 | 3139.9026 | 15090.4443 | 0 | 280.2482 | 632.9816 | 51.5587 | 0 | 15242.915 | 14755.915
649 | 1975-10-31 | 3184.2939 | 6099.3174 | 935.7257 | 63.3805 | 746.2874 | 54.4918 | 1 | 7766.7549 | 7456.2524
650 | 1975-11-30 | 2930.9573 | 9969.3691 | 1105.7954 | 3.7425 | 564.4553 | 55.2309 | 1 | 11395.7988 | 11352.2344
651 | 1975-12-31 | 3056.1038 | 3250 | 0 | 0 | 295.9946 | 51.3349 | 1 | 5137.0171 | 5341.7617
652 | 1976-01-31 | 3331.8772 | 3250 | 0 | 0 | 146.371 | 50.1853 | 1 | 4614.1548 | 4843.8164
653 | 1976-02-29 | 3473.9077 | 3784.426 | 0 | 75.1493 | 61.2293 | 49.222 | 1 | 6921.5664 | 7550.0488
654 | 1976-03-31 | 3705.8547 | 3250 | 0 | 118.088 | 211.6727 | 50.2946 | 1 | 6061.415 | 6570.9834
655 | 1976-04-30 | 3878.49 | 3250 | 0 | 162.4164 | 525.2208 | 51.5879 | 1 | 5135.0366 | 5238.2817
656 | 1976-05-31 | 3615.46 | 10081.5947 | 0 | 197.6355 | 2397.4563 | 51.4431 | 0 | 10644.6309 | 8619.0459
657 | 1976-06-30 | 3290.3748 | 9693.1299 | 0 | 220.8133 | 2496.3179 | 52.9647 | 0 | 9640.626 | 7203.7568
658 | 1976-07-31 | 2839.3403 | 13307.6348 | 2059.4282 | 243.2985 | 2326.6448 | 54.0764 | 0 | 12854.9404 | 10559.2764
659 | 1976-08-31 | 2782.0381 | 6638.7852 | 1948.8915 | 178.0253 | 1761.2723 | 56.4258 | 0 | 6930.1011 | 5203.0215
660 | 1976-09-30 | 2776.3486 | 4880.9316 | 1649.7568 | 76.9301 | 607.6883 | 56.4184 | 1 | 5379.4644 | 4857.1812
661 | 1976-10-31 | 2573.7271 | 7729.853 | 1735.9191 | 82.8028 | 838.1577 | 55.3439 | 0 | 8141.646 | 7442.8286
662 | 1976-11-30 | 2443.1536 | 7393.7456 | 1444.7786 | 1.0865 | 552.9096 | 55.017 | 0 | 8160.667 | 7834.9487
663 | 1976-12-31 | 2327.1265 | 5602.1382 | 2446.426 | 0 | 282.9839 | 51.8092 | 0 | 6350.0469 | 6300.6377
664 | 1977-01-31 | 2266.0215 | 4672.4873 | 640.7487 | 0 | 74.8118 | 48.9706 | 1 | 6062.998 | 6256.54
665 | 1977-02-28 | 2226.0566 | 4417.2446 | 734.3316 | 6.8407 | 89.4417 | 48.7996 | 1 | 5568.8887 | 5739.0322
666 | 1977-03-31 | 2184.4561 | 4434.2861 | 0 | 74.3854 | 141.3515 | 49.3482 | 1 | 5503.4771 | 5614.9429
667 | 1977-04-30 | 1944.6559 | 7071.751 | 0 | 201.6096 | 581.8025 | 50.7919 | 0 | 7259.457 | 6804.167
668 | 1977-05-31 | 1775.2607 | 5902.6396 | 0 | 129.1551 | 1768.8984 | 52.3272 | 0 | 7133.5703 | 5600.7915
669 | 1977-06-30 | 1227.3998 | 12227.6289 | 0 | 215.2688 | 2477.7227 | 54.2871 | 0 | 12220.8623 | 9774.3154
670 | 1977-07-31 | 674.0114 | 12847.9814 | 3140.751 | 236.5211 | 2273.3716 | 56.799 | 0 | 12729.6533 | 10486.8096
671 | 1977-08-31 | 550 | 9187.6055 | 3103.3232 | 189.6373 | 1795.0857 | 63.4661 | 0 | 9054.6992 | 7279.1504
672 | 1977-09-30 | 550 | 3988.2139 | 2002.1653 | 68.2144 | 459.6228 | 67.5167 | 1 | 4898.3853 | 4501.8062
673 | 1977-10-31 | 550 | 6561.1792 | 1799.3027 | 82.165 | 619.9299 | 62.4588 | 1 | 6883.6123 | 6387.3545
674 | 1977-11-30 | 592.3917 | 3364.3196 | 1647.7871 | 8.4877 | 330.8576 | 56.0789 | 1 | 4948.3384 | 5000.7158
675 | 1977-12-31 | 1096.1083 | 3250 | 1898.1753 | 0 | 138.6114 | 49.4167 | 1 | 9058.7031 | 10349.8369
676 | 1978-01-31 | 3275.1628 | 3712.4783 | 0 | 0 | 56.4477 | 47.2931 | 1 | 21226.0215 | 26408.3555
677 | 1978-02-28 | 3567 | 15874.5713 | 0 | 0 | 51.6954 | 43.3877 | 1 | 25701.3359 | 28866.5195
678 | 1978-03-31 | 4000 | 14030.4639 | 0 | 0 | 19.5161 | 44.3759 | 1 | 26679.5273 | 30644.7578
679 | 1978-04-30 | 4552 | 5366.9473 | 0 | 14.3499 | 353.4463 | 47.1742 | 1 | 13255.0312 | 15402.8203
680 | 1978-05-31 | 4552 | 8295.8477 | 0 | 802.3403 | 2254.8779 | 48.7541 | 1 | 9853.5117 | 9008.1299
681 | 1978-06-30 | 4231.4814 | 9561.7168 | 0 | 1242.4238 | 2349.4448 | 49.9637 | 1 | 9132.373 | 7504.4521
682 | 1978-07-31 | 3678.9851 | 13248.9893 | 330.3491 | 1355.9877 | 2562.8928 | 50.878 | 0 | 12139.916 | 9768.9814
683 | 1978-08-31 | 3343.136 | 9687.9131 | 138.0856 | 1082.6938 | 1955.0623 | 52.6484 | 0 | 8662.8486 | 6742.9678
684 | 1978-09-30 | 3233.9426 | 6682.2803 | 124.3065 | 195.9579 | 584.3267 | 52.3119 | 1 | 7141.0488 | 6705.3555
685 | 1978-10-31 | 3130.8386 | 5761.4819 | 308.3386 | 243.2956 | 853.4367 | 54.8264 | 0 | 5950.4336 | 5256.5381
686 | 1978-11-30 | 2833.376 | 9181.6152 | 283.4688 | 0 | 480.6389 | 54.309 | 1 | 10132.2744 | 9927.9209
687 | 1978-12-31 | 2757.3142 | 4915.2212 | 569.0425 | 0 | 292.7419 | 51.3805 | 1 | 5554.5083 | 5549.4375
688 | 1979-01-31 | 2922.4072 | 3250 | 0 | 0 | 74.8118 | 48.6153 | 1 | 7201.9487 | 7842.2607
689 | 1979-02-28 | 3327.2063 | 3250 | 0 | 0 | 68.4226 | 47.8305 | 1 | 10850.2842 | 12594.7285
690 | 1979-03-31 | 3809.8 | 3250 | 0 | 0 | 23.1552 | 49.3369 | 1 | 7804.188 | 9710.8643
691 | 1979-04-30 | 4053.4419 | 3250 | 0 | 214.2449 | 439.3336 | 51.2702 | 1 | 5449.792 | 6232.8618
692 | 1979-05-31 | 4220.813 | 4739.0381 | 0 | 321.9245 | 2260.5874 | 53.2229 | 1 | 6509.9434 | 5374.9395
693 | 1979-06-30 | 3800.5693 | 10586.1377 | 0 | 618.1641 | 2677.3357 | 51.5449 | 0 | 10305.9658 | 7858.9224
694 | 1979-07-31 | 3407.8647 | 10198.0205 | 431.1634 | 673.1793 | 2632.5889 | 52.8379 | 0 | 9836.0605 | 7244.8926
695 | 1979-08-31 | 3156.5933 | 8303.1621 | 53.1248 | 530.5069 | 1982.4594 | 54.2825 | 0 | 8095.3838 | 6132.4082
696 | 1979-09-30 | 3119.8076 | 4795.1025 | 0 | 29.9697 | 619.5878 | 55.7744 | 1 | 5311.4834 | 4757.6045
697 | 1979-10-31 | 3235.5015 | 4148.9526 | 801.0798 | 67.5357 | 769.0988 | 54.356 | 1 | 5872.6836 | 5559.1836
698 | 1979-11-30 | 3252 | 5817.2329 | 1226.4319 | 0 | 420.1389 | 52.8821 | 1 | 8684.8887 | 9149.4033
699 | 1979-12-31 | 3367 | 4274.2759 | 0 | 0 | 157.7554 | 50.6289 | 1 | 10251.7666 | 11396.4453
700 | 1980-01-31 | 3528 | 19628.5703 | 0 | 0 | 74.8118 | 47.972 | 1 | 29293.9023 | 34370.7812
701 | 1980-02-29 | 3292 | 32211.8945 | 0 | 0 | 66.0632 | 46.2156 | 1 | 47023.4766 | 52112.9102
702 | 1980-03-31 | 4051.0674 | 3250 | 148.448 | 0 | 19.5161 | 48.4995 | 1 | 10748.7881 | 12847.8906
703 | 1980-04-30 | 4390.5459 | 3250 | 0 | 343.8535 | 435.8177 | 50.9493 | 1 | 5467.8076 | 6422.5068
704 | 1980-05-31 | 4360.0034 | 6651.8936 | 0 | 671.3967 | 2141.3401 | 50.0888 | 1 | 7818.5112 | 6774.2134
705 | 1980-06-30 | 4114.1909 | 9056.002 | 0 | 914.7728 | 2280.5554 | 51.1239 | 1 | 9140.6338 | 7393.0342
706 | 1980-07-31 | 3708.1541 | 11086.1113 | 281.2477 | 1062.2654 | 2538.1265 | 51.426 | 0 | 10312.915 | 7918.8662
707 | 1980-08-31 | 3401.1892 | 9139.4307 | 0 | 859.0507 | 1955.0623 | 52.4915 | 0 | 8515.8027 | 6594.7598
708 | 1980-09-30 | 3161.3862 | 8933.0713 | 103.587 | 195.0308 | 630.3029 | 52.3819 | 0 | 9115.1875 | 8582.6309
709 | 1980-10-31 | 3021.9849 | 6258.2334 | 295.8243 | 183.2213 | 842.9296 | 53.0068 | 0 | 6806.7329 | 6164.0518
710 | 1980-11-30 | 2620.8865 | 10650.7754 | 250.8931 | 9.3502 | 577.175 | 53.3131 | 0 | 11357.6562 | 11039.5732
711 | 1980-12-31 | 2803.7148 | 3250 | 0 | 0 | 191.9086 | 50.4596 | 1 | 5928.1626 | 6585.6997
712 | 1981-01-31 | 3150.0957 | 3250 | 0 | 0 | 74.8118 | 47.9572 | 1 | 9688.3604 | 11261.0303
713 | 1981-02-28 | 3518.8181 | 3250 | 0 | 0 | 68.4226 | 48.0777 | 1 | 8912.4395 | 10494.9385
714 | 1981-03-31 | 4066.7214 | 3250 | 0 | 0 | 19.5161 | 49.1671 | 1 | 10181.3691 | 11638.8848
715 | 1981-04-30 | 4273.4536 | 3250 | 0 | 216.9279 | 405.1796 | 51.8358 | 1 | 5189.5537 | 5693.9536
716 | 1981-05-31 | 4072.6497 | 7636.0425 | 0 | 512.2 | 2162.0786 | 50.9829 | 0 | 8833.9922 | 7143.3481
717 | 1981-06-30 | 3447.1714 | 14118.2598 | 0 | 824.0275 | 2714.9617 | 50.9393 | 0 | 13766.8652 | 11131.9316
718 | 1981-07-31 | 2809.8137 | 16000 | 1701.1896 | 902.3347 | 2538.0757 | 52.2455 | 0 | 15584.6787 | 13077.583
719 | 1981-08-31 | 2555.3787 | 8967.5869 | 3055.6211 | 720.1306 | 1921.8418 | 54.461 | 0 | 8675.3535 | 6773.1904
720 | 1981-09-30 | 2475.9668 | 5353.5947 | 917.5333 | 97.0636 | 612.2987 | 54.7494 | 1 | 5713.0981 | 5162.8457
721 | 1981-10-31 | 2564.6699 | 3319.9104 | 1399.4996 | 60.5349 | 746.4782 | 55.2128 | 1 | 4741.8525 | 4431.96
722 | 1981-11-30 | 3252 | 8314.9238 | 0 | 0 | 331.0695 | 53.7865 | 1 | 17108.9336 | 20473.623
723 | 1981-12-31 | 3276 | 25088.7891 | 0 | 0 | 180.5242 | 49.1339 | 1 | 38354.0195 | 42056.5469
724 | 1982-01-31 | 3616 | 8480.4785 | 0 | 0 | 74.8118 | 45.5319 | 1 | 16785.0117 | 18867.4961
725 | 1982-02-28 | 3530 | 24094.0098 | 0 | 0 | 68.4226 | 44.7675 | 1 | 33672.7969 | 37437.7812
726 | 1982-03-31 | 3953 | 13234.1738 | 759.0543 | 0 | 19.5161 | 45.6327 | 1 | 22120.3477 | 24840.6406
727 | 1982-04-30 | 4094 | 24913.6875 | 0 | 47.4325 | 305.7311 | 46.6572 | 1 | 33960.7891 | 38176.9375
728 | 1982-05-31 | 4481.1909 | 3472.7239 | 0 | 674.9889 | 2221.7024 | 53.5708 | 1 | 5230.9189 | 4858.0898
729 | 1982-06-30 | 4397.3564 | 6372.1196 | 0 | 1084.0577 | 2094.6748 | 52.3769 | 1 | 7002.9756 | 5678.9946
730 | 1982-07-31 | 4071.5906 | 10502.3789 | 162.8157 | 1375.245 | 2616.6782 | 52.6552 | 0 | 9687.7334 | 7360.0474
731 | 1982-08-31 | 3700 | 9227.9443 | 0 | 1101.0928 | 2240.938 | 52.815 | 1 | 8456.8252 | 6331.835
732 | 1982-09-30 | 3400 | 9378.1602 | 0 | 91.4665 | 534.8672 | 51.9881 | 0 | 10108.9512 | 9812.6582
733 | 1982-10-31 | 3250 | 7890.8799 | 0 | 54.2115 | 722.0968 | 54.0293 | 1 | 9379.1172 | 9250.8965
734 | 1982-11-30 | 3252 | 6974.8037 | 0 | 0 | 349.5556 | 53.4496 | 1 | 10859.8496 | 11814.2285
735 | 1982-12-31 | 3328 | 15232.6113 | 0 | 0 | 222.8091 | 50.3286 | 1 | 24055.5469 | 26627.5703
736 | 1983-01-31 | 3371 | 20025.9375 | 0 | 0 | 74.8118 | 46.6759 | 1 | 31956.3984 | 35858.0156
737 | 1983-02-28 | 3252 | 41919.9102 | 143.838 | 0 | 68.4226 | 45.4631 | 1 | 63838.918 | 69325.4922
738 | 1983-03-31 | 4112.1836 | 38809.2852 | 149.4908 | 0 | 19.5161 | 46.18 | 1 | 69124.7266 | 76786.5547
739 | 1983-04-30 | 4074 | 21283.2871 | 0 | 21.9028 | 283.1292 | 47.2461 | 1 | 29782.8223 | 32730.1445
740 | 1983-05-31 | 4552 | 9426.209 | 0 | 574.8585 | 2133.0383 | 51.257 | 1 | 14233.2715 | 15792.4434
741 | 1983-06-30 | 4500 | 12851.6533 | 9.6966 | 1170.4651 | 2257.9641 | 52.0776 | 1 | 14180.4863 | 14029.9072
742 | 1983-07-31 | 4150 | 13464.8525 | 0 | 1382.7108 | 2616.6782 | 52.8013 | 1 | 13129.0146 | 11277.3623
743 | 1983-08-31 | 3700 | 13370.2334 | 0 | 1062.1202 | 2191.261 | 53.4659 | 1 | 13101.5176 | 11262.7598
744 | 1983-09-30 | 3400 | 12194.8965 | 0 | 214.4872 | 595.0416 | 52.5108 | 1 | 12869.7256 | 12599.6602
745 | 1983-10-31 | 3250 | 9041.5498 | 322.6831 | 186.5277 | 825.434 | 54.8455 | 1 | 9945.9863 | 9534.457
746 | 1983-11-30 | 3252 | 13821.7656 | 0 | 0 | 297.4583 | 54.7581 | 1 | 20702.5234 | 23284.5156
747 | 1983-12-31 | 3285 | 33200.6289 | 0 | 0 | 157.7554 | 50.8258 | 1 | 53475.7812 | 59576.1953
748 | 1984-01-31 | 3650 | 9872.6934 | 80.9692 | 0 | 139.8656 | 46.2029 | 1 | 14935.1025 | 16866.916
749 | 1984-02-29 | 4005 | 4289.3774 | 88.9807 | 0 | 66.0632 | 46.4462 | 1 | 8412.9014 | 9885.5498
750 | 1984-03-31 | 4246 | 9135.8291 | 84.5279 | 31.2355 | 61.3173 | 47.1023 | 1 | 13056.2715 | 14884.3232
751 | 1984-04-30 | 4552 | 3741.8496 | 0 | 325.6031 | 551.3386 | 49.9453 | 1 | 5364.4365 | 6023.186
752 | 1984-05-31 | 4539.2036 | 7339.0913 | 0 | 787.2463 | 2330.5806 | 50.4137 | 1 | 7900.8218 | 6570.1318
753 | 1984-06-30 | 4156.2476 | 11324.585 | 0 | 904.4803 | 2326.5747 | 50.5185 | 0 | 11217.6318 | 9446.1396
754 | 1984-07-31 | 3457.7817 | 16000 | 724.9987 | 1002.6513 | 2616.6782 | 51.3119 | 0 | 15445.501 | 12997.1377
755 | 1984-08-31 | 3228.1802 | 8607.6494 | 0 | 746.1652 | 2026.0625 | 53.6026 | 0 | 8047.502 | 6151.0864
756 | 1984-09-30 | 2599.4578 | 16000 | 489.4626 | 165.6375 | 630.3029 | 51.933 | 0 | 16291.6445 | 15826.8984
757 | 1984-10-31 | 2481.9663 | 7460.9785 | 692.68 | 92.6384 | 785.2282 | 55.1169 | 1 | 8859.6807 | 8438.627
758 | 1984-11-30 | 2973.2383 | 3250 | 0 | 0 | 299.1389 | 54.3178 | 1 | 10351.4688 | 11834.7549
759 | 1984-12-31 | 3271.198 | 3250 | 0 | 0 | 252.0833 | 50.4472 | 1 | 6670.1187 | 7416.1875
760 | 1985-01-31 | 3400.5869 | 3250 | 0 | 0 | 123.6021 | 47.6225 | 1 | 4970.4497 | 5457.6616
761 | 1985-02-28 | 3567.3259 | 3250 | 0 | 0 | 68.4226 | 48.2451 | 1 | 5910.5303 | 6811.6177
762 | 1985-03-31 | 3750.5552 | 3250 | 0 | 0 | 19.5161 | 49.3382 | 1 | 5697.8193 | 6512.3174
763 | 1985-04-30 | 3952.6741 | 3250 | 0 | 325.0539 | 469.9717 | 52.4613 | 1 | 4649.9292 | 5413.2476
764 | 1985-05-31 | 3694.7708 | 8077.9692 | 0 | 497.9439 | 2340.425 | 50.8616 | 0 | 8683.332 | 6745.1743
765 | 1985-06-30 | 3196.5283 | 12637.8848 | 0 | 737.8312 | 2708.1184 | 51.7141 | 0 | 12372.9121 | 9767.1338
766 | 1985-07-31 | 2582.7463 | 15330.4727 | 476.4497 | 805.3907 | 2442.8723 | 53.3275 | 0 | 14687.7207 | 12274.001
767 | 1985-08-31 | 2224.5403 | 11818.8926 | 2388.4832 | 635.5581 | 1904.2753 | 54.7815 | 0 | 11326.4502 | 9440.7627
768 | 1985-09-30 | 2217.7996 | 5574.3926 | 202.4304 | 204.6294 | 565.7416 | 55.5295 | 1 | 6453.9863 | 6054.7827
769 | 1985-10-31 | 2186.9185 | 4793.752 | 1064.7911 | 136.9563 | 832.6351 | 55.8768 | 1 | 5850.5552 | 5275.3828
770 | 1985-11-30 | 2235.6887 | 3625.6196 | 110.7291 | 0 | 373.0833 | 55.0408 | 1 | 5643.5928 | 5788.5322
771 | 1985-12-31 | 2463.0093 | 3250 | 364.4573 | 0 | 224.4355 | 51.5048 | 1 | 6412.5488 | 6949.9756
772 | 1986-01-31 | 3029.9331 | 3250 | 0 | 0 | 74.8118 | 48.7892 | 1 | 9057.8447 | 10846.5596
773 | 1986-02-28 | 3252 | 46871.5859 | 0 | 0 | 68.4226 | 46.1639 | 1 | 69279.7812 | 79759.9062
774 | 1986-03-31 | 3534 | 19852.3047 | 0 | 0 | 19.5161 | 46.4721 | 1 | 33472.3164 | 37693.6094
775 | 1986-04-30 | 4012.636 | 3250 | 0 | 174.0912 | 419.7452 | 51.8915 | 1 | 5170.3228 | 6152.1548
776 | 1986-05-31 | 4026.9753 | 6404.0444 | 0 | 294.5406 | 2245.0334 | 50.9227 | 1 | 8223.7949 | 6917.2202
777 | 1986-06-30 | 3745.9563 | 8645.5615 | 209.0551 | 616.0547 | 2278.9434 | 51.6377 | 0 | 8707.6416 | 6847.9277
778 | 1986-07-31 | 3301.9048 | 12633.6152 | 613.3746 | 673.4473 | 2521.4749 | 51.9148 | 0 | 12301.7842 | 9887.125
779 | 1986-08-31 | 3050.0322 | 9229.7568 | 387.9798 | 537.2834 | 2130.6458 | 53.6383 | 0 | 8813.5166 | 6724.6104
780 | 1986-09-30 | 2914.5776 | 7643.1582 | 343.3861 | 11.1644 | 587.0054 | 52.521 | 0 | 8596.877 | 8295.9248
781 | 1986-10-31 | 2809.0967 | 6334.7607 | 539.6719 | 140.9914 | 845.3503 | 54.8092 | 1 | 7296.0044 | 6708.6455
782 | 1986-11-30 | 2420.7656 | 10805.0742 | 3081.6455 | 5.9455 | 583.848 | 55.3581 | 0 | 11678.4678 | 11416.291
783 | 1986-12-31 | 2408.9792 | 4335.4844 | 442.6956 | 0 | 269.9731 | 51.905 | 1 | 5505.9614 | 5606.1123
784 | 1987-01-31 | 2556.9443 | 3250 | 0 | 0 | 74.8118 | 48.7466 | 1 | 6323.5713 | 6878.9209
785 | 1987-02-28 | 2885.314 | 3250 | 0 | 0 | 68.4226 | 48.7149 | 1 | 7656.2393 | 8951.1016
786 | 1987-03-31 | 3604.3125 | 3250 | 0 | 0.37089 | 19.5161 | 49.9055 | 1 | 9766.9238 | 12144.8291
787 | 1987-04-30 | 3623.0359 | 5294.4443 | 0 | 182.1718 | 465.9536 | 50.9148 | 1 | 6352.397 | 6796.7593
788 | 1987-05-31 | 3278.9668 | 9427.3008 | 0 | 250.5046 | 2345.6096 | 50.7383 | 0 | 10156.8076 | 8242.9512
789 | 1987-06-30 | 2849.2141 | 12915.8086 | 1129.631 | 294.7149 | 2714.9617 | 52.0645 | 0 | 13232.0947 | 10559.4004
790 | 1987-07-31 | 2473.1882 | 12279.7852 | 2939.8633 | 320.8253 | 2538.0757 | 53.7051 | 0 | 12461.6562 | 9954.5605
791 | 1987-08-31 | 2283.3081 | 7597.917 | 2881.9165 | 255.9841 | 1921.8418 | 56.1241 | 0 | 7875.5425 | 5973.3794
792 | 1987-09-30 | 2192.6758 | 5337.4536 | 1887.9551 | 117.738 | 632.9816 | 55.3741 | 1 | 5537.2783 | 4923.4062
793 | 1987-10-31 | 2007.1036 | 6513.7031 | 1710.2971 | 79.9452 | 810.8046 | 56.2247 | 1 | 6971.6001 | 6318.1084
794 | 1987-11-30 | 1988.9343 | 4195.9077 | 1824.7839 | 0 | 436.9445 | 55.5472 | 1 | 5474.271 | 5321.9492
795 | 1987-12-31 | 2652.7297 | 3250 | 906.1927 | 0 | 157.7554 | 51.4778 | 1 | 9206.4736 | 10867.2617
796 | 1988-01-31 | 3190.9473 | 3250 | 0 | 0 | 74.8118 | 47.5047 | 1 | 10531.3574 | 12160.6758
797 | 1988-02-29 | 3219.8435 | 6040.5571 | 3706.3203 | 0 | 66.0632 | 47.5067 | 1 | 7641.3774 | 8520.4473
798 | 1988-03-31 | 3340.9822 | 3250 | 492.968 | 21.3617 | 89.833 | 50.0856 | 1 | 4415.3613 | 5058.9663
799 | 1988-04-30 | 3432.6455 | 3250 | 0 | 119.563 | 472.9853 | 51.3766 | 1 | 4597.9712 | 4764.9819
800 | 1988-05-31 | 3330.7104 | 6883.4614 | 0 | 152.7916 | 2086.3762 | 51.0081 | 0 | 8475.377 | 6867.0088
801 | 1988-06-30 | 2960.9358 | 10946.3818 | 0 | 203.7999 | 2416.343 | 51.773 | 0 | 11668.0381 | 9490.0615
802 | 1988-07-31 | 2490.6526 | 11770.709 | 2447.7441 | 242.1409 | 2326.6448 | 53.8941 | 0 | 12203.5664 | 9914.3564
803 | 1988-08-31 | 2243.2625 | 7591.167 | 2363.9363 | 193.2552 | 1856.2083 | 56.0104 | 0 | 7403.4409 | 5566.8403
804 | 1988-09-30 | 2110.751 | 5883.0488 | 1955.6698 | 88.7528 | 632.9816 | 55.1584 | 1 | 5745.3359 | 5123.396
805 | 1988-10-31 | 1975.5553 | 5567.6128 | 1615.8914 | 85.3054 | 852.09 | 56.1013 | 1 | 5773.2939 | 5038.5615
806 | 1988-11-30 | 2199.9502 | 3250 | 1854.9026 | 16.9753 | 435.2639 | 54.8803 | 1 | 6384.562 | 6691.0098
807 | 1988-12-31 | 2303.7524 | 3250 | 1030.4749 | 0 | 211.4247 | 51.3924 | 1 | 4936.3247 | 5195.2373
808 | 1989-01-31 | 2426.5369 | 3250 | 659.5608 | 0 | 136.6129 | 48.5862 | 1 | 5965.6606 | 6562.2104
809 | 1989-02-28 | 2533.717 | 3250 | 2147.3547 | 4.5853 | 86.1074 | 48.5119 | 1 | 4658.1963 | 5253.2383
810 | 1989-03-31 | 3841 | 3335.217 | 0 | 0 | 19.5161 | 50.8099 | 1 | 14408.7852 | 18495.0391
811 | 1989-04-30 | 4257.5254 | 3250 | 0 | 278.5623 | 448.3743 | 52.7766 | 1 | 6018.4663 | 7179.5259
812 | 1989-05-31 | 3934.4817 | 10011.1777 | 0 | 317.6539 | 2368.9407 | 50.9184 | 0 | 10957.334 | 9133.6797
813 | 1989-06-30 | 3457.8765 | 11206.9258 | 0 | 517.0754 | 2621.4338 | 51.8006 | 0 | 11034.6699 | 8673.8428
814 | 1989-07-31 | 2918.8396 | 12592.1465 | 496.2761 | 602.9781 | 2442.8723 | 53.2197 | 0 | 12122.3711 | 9715.2715
815 | 1989-08-31 | 2630.6167 | 8142.7568 | 2140.8633 | 477.3914 | 1910.8628 | 54.8783 | 0 | 7792.5459 | 5901.2202
816 | 1989-09-30 | 2659.4971 | 3427.6804 | 447.0371 | 104.5291 | 346.1075 | 56.0392 | 1 | 4221.2061 | 4137.7964
817 | 1989-10-31 | 2800.4871 | 4138.707 | 977.8716 | 68.563 | 777.3419 | 55.965 | 1 | 5524.2905 | 5236.4888
818 | 1989-11-30 | 2706.1753 | 5548.1094 | 1557.0393 | 17.8383 | 516.4849 | 54.8624 | 1 | 6257.6323 | 6110.9912
819 | 1989-12-31 | 2652.3325 | 4185.8008 | 2009.13 | 0 | 317.1371 | 51.63 | 1 | 5079.7852 | 5102.1724
820 | 1990-01-31 | 2892.1755 | 3250 | 0 | 0 | 74.8118 | 48.9883 | 1 | 7486.7339 | 8396.3604
821 | 1990-02-28 | 2982.4248 | 3250 | 0 | 0 | 68.4226 | 48.1654 | 1 | 4966.333 | 5566.1182
822 | 1990-03-31 | 3224.9341 | 3250 | 0 | 23.9629 | 66.502 | 50.2413 | 1 | 5754.5308 | 6626.8262
823 | 1990-04-30 | 3255.9824 | 3250 | 0 | 164.3075 | 546.316 | 52.8373 | 1 | 3665.8445 | 3520.5393
824 | 1990-05-31 | 3362.0688 | 5630.4985 | 0 | 102.2972 | 1666.9429 | 52.4599 | 1 | 7801.0054 | 6678.5859
825 | 1990-06-30 | 3180.5684 | 8063.2637 | 0 | 206.6524 | 2506.8408 | 53.1812 | 0 | 8798.4189 | 6587.9287
826 | 1990-07-31 | 2634.7742 | 12447.2793 | 2674.4934 | 227.4379 | 2326.6448 | 53.9441 | 0 | 12309.2129 | 10019.085
827 | 1990-08-31 | 2364.551 | 8011.1445 | 3233.8103 | 172.1965 | 1782.3693 | 56.2834 | 0 | 7814.7017 | 6048.4268
828 | 1990-09-30 | 2239.5178 | 5653.6831 | 1878.5137 | 79.4118 | 622.2666 | 55.7276 | 1 | 5751.8047 | 5163.5894
829 | 1990-10-31 | 2132.1917 | 5063.8301 | 1555.899 | 82.2519 | 855.8033 | 56.4877 | 0 | 5442.7939 | 4714.1982
830 | 1990-11-30 | 2089.3042 | 4085.6125 | 1488.0623 | 18.2999 | 550.6367 | 55.8191 | 1 | 4825.6826 | 4496.8047
831 | 1990-12-31 | 2067.0986 | 3259.8647 | 3086.0771 | 0 | 278.1048 | 53.1213 | 1 | 3980.3599 | 3949.1309
832 | 1991-01-31 | 2043.3845 | 3527.0432 | 2041.8022 | 0 | 139.8656 | 50.4481 | 1 | 4230.21 | 4380.0576
833 | 1991-02-28 | 2054.6655 | 3250 | 123.2313 | 2.8669 | 77.6076 | 50.6538 | 1 | 4429.6353 | 4732.5874
834 | 1991-03-31 | 2465.6499 | 3250 | 0 | 0 | 14.7199 | 50.0565 | 1 | 9342.2168 | 11275.4971
835 | 1991-04-30 | 2608.7437 | 3250 | 0 | 99.7862 | 390.4396 | 52.1748 | 1 | 4899.417 | 5657.9087
836 | 1991-05-31 | 2510.0542 | 6746.2656 | 0 | 265.2039 | 2166.2708 | 52.182 | 1 | 7500.1572 | 5924.708
837 | 1991-06-30 | 2234.7048 | 7646.2861 | 738.6094 | 362.696 | 2380.9109 | 53.8923 | 0 | 7513.3872 | 5289.9731
838 | 1991-07-31 | 1917.2408 | 8667.6562 | 3190.3694 | 424.0917 | 2281.4834 | 56.067 | 0 | 8392.5039 | 6148.6133
839 | 1991-08-31 | 1720.5889 | 6728.1504 | 3158.2446 | 339.139 | 1795.0857 | 56.8818 | 0 | 6488.4131 | 4713.0059
840 | 1991-09-30 | 1656.5145 | 4353.27 | 2165.957 | 155.436 | 507.5579 | 57.3502 | 1 | 4467.4653 | 3963.7041
841 | 1991-10-31 | 1527.0118 | 5136.8252 | 1365.7272 | 104.979 | 620.2132 | 56.9999 | 1 | 5714.1973 | 5210.6392
842 | 1991-11-30 | 1379.8564 | 5457.0015 | 1633.0859 | 18.7744 | 403.6032 | 56.2978 | 1 | 6415.6484 | 6275.478
843 | 1991-12-31 | 1379.3682 | 3250 | 3048.8569 | 0 | 161.7868 | 53.4257 | 1 | 4716.3989 | 4896.0635
844 | 1992-01-31 | 1417.4264 | 3250 | 17.2398 | 0 | 56.4477 | 49.6073 | 1 | 5074.5786 | 5536.4634
845 | 1992-02-29 | 2089.6514 | 3250 | 0 | 0 | 49.9128 | 49.5467 | 1 | 11161.8506 | 13390.791
846 | 1992-03-31 | 2525.5723 | 3250 | 0 | 0 | 19.5161 | 50.7651 | 1 | 7577.6943 | 9259.9424
847 | 1992-04-30 | 2746.1487 | 3250 | 0 | 32.6924 | 421.252 | 52.493 | 1 | 5317.2646 | 6137.1313
848 | 1992-05-31 | 2460.4895 | 8644.7744 | 0 | 10.8133 | 2317.094 | 52.1234 | 0 | 9196.5918 | 7217.0039
849 | 1992-06-30 | 2027.7532 | 10366.1689 | 989.476 | 98.2616 | 2327.95 | 53.589 | 0 | 10574.6162 | 8332.9775
850 | 1992-07-31 | 1648.2286 | 9934.8115 | 2264.3569 | 123.6506 | 2316.5049 | 55.7412 | 0 | 9975.2217 | 7716.7876
851 | 1992-08-31 | 1401.1042 | 7379.8882 | 2159.7166 | 99.2943 | 1856.2083 | 56.498 | 0 | 7380.5356 | 5544.0059
852 | 1992-09-30 | 1352.7612 | 4230.6587 | 1930.2186 | 45.5571 | 632.9816 | 58.5956 | 1 | 4514.2617 | 3885.2231
853 | 1992-10-31 | 1236.1481 | 5466.8325 | 1311.413 | 55.9532 | 760.7814 | 60.7825 | 1 | 6169.8384 | 5593.1392
854 | 1992-11-30 | 1143.9865 | 4831.1816 | 1543.502 | 17.5061 | 541.7996 | 57.8969 | 1 | 5813.9922 | 5546.6895
855 | 1992-12-31 | 1432.9952 | 3250 | 1778.0541 | 0 | 157.7554 | 52.3533 | 1 | 7382.1128 | 8108.1562
856 | 1993-01-31 | 2217.9504 | 3250 | 0 | 0 | 74.8118 | 46.5766 | 1 | 15551.1113 | 18866.7969
857 | 1993-02-28 | 3031.2703 | 3250 | 0 | 0 | 68.4226 | 46.5095 | 1 | 12432.0566 | 15437.7646
858 | 1993-03-31 | 4000 | 9942.3486 | 0 | 0 | 19.5161 | 46.3081 | 1 | 18528.0684 | 22303.4707
859 | 1993-04-30 | 4552 | 4509.7061 | 0 | 455.0761 | 445.3607 | 48.9067 | 1 | 10440.2695 | 12300.8037
860 | 1993-05-31 | 4552 | 9188.9971 | 0 | 533.4691 | 1840.1045 | 49.4169 | 1 | 12205.2705 | 12240.3447
861 | 1993-06-30 | 4500 | 8366.6104 | 0 | 1014.9424 | 2171.2505 | 51.3336 | 1 | 10485.7959 | 9631.5488
862 | 1993-07-31 | 3787.8994 | 14804.3574 | 430.2194 | 1376.938 | 2562.8928 | 51.5176 | 0 | 13699.3047 | 11386.0762
863 | 1993-08-31 | 3483.6011 | 9376.3633 | 168.4309 | 1094.686 | 2065.3545 | 53.2578 | 0 | 8443.4346 | 6461.7231
864 | 1993-09-30 | 3136.0269 | 10381.1953 | 0 | 310.2048 | 632.9816 | 51.8495 | 0 | 10327.7598 | 9773.9775
865 | 1993-10-31 | 3039.2812 | 5729.4824 | 766.8776 | 158.0294 | 820.5338 | 55.3894 | 1 | 6922.0049 | 6358.3901
866 | 1993-11-30 | 2653.8635 | 10145.0107 | 1359.8875 | 16.9753 | 450.3889 | 55.7041 | 0 | 11326.9844 | 11184.2422
867 | 1993-12-31 | 2797.3384 | 3250 | 188.4672 | 0 | 255.336 | 52.2903 | 1 | 5560.0806 | 5938.8018
868 | 1994-01-31 | 3010.9775 | 3250 | 0 | 0 | 74.8118 | 50.1824 | 1 | 5472.4595 | 5983.1797
869 | 1994-02-28 | 3226.7705 | 3250 | 0 | 0 | 68.4226 | 48.9553 | 1 | 7791.3433 | 8692.0625
870 | 1994-03-31 | 3377.3179 | 3250 | 0 | 25.5681 | 50.6197 | 50.9689 | 1 | 5639.8555 | 6513.0981
871 | 1994-04-30 | 3428.3069 | 3250 | 0 | 498.4775 | 517.5126 | 52.7826 | 1 | 4093.6453 | 4084.6377
872 | 1994-05-31 | 3315.4983 | 5763.4956 | 0 | 494.2436 | 1839.6367 | 52.982 | 1 | 6607.6475 | 5248.3179
873 | 1994-06-30 | 2912.751 | 10365.8281 | 0 | 825.048 | 2477.7227 | 52.7767 | 0 | 9897.6523 | 7466.6953
874 | 1994-07-31 | 2260.9143 | 14755.168 | 1621.4366 | 905.8442 | 2281.4834 | 54.302 | 0 | 13880.7441 | 11630.2412
875 | 1994-08-31 | 1951.6473 | 8564.0498 | 3456.2131 | 723.1277 | 1712.2847 | 55.719 | 0 | 7764.7847 | 6072.1787
876 | 1994-09-30 | 1881.7787 | 4406.8975 | 676.5198 | 329.7123 | 506.837 | 56.4125 | 1 | 4451.748 | 3948.4148
877 | 1994-10-31 | 1791.3597 | 4537.4961 | 1343.8326 | 132.0191 | 606.3775 | 56.3504 | 1 | 5109.3086 | 4634.6504
878 | 1994-11-30 | 1819.5674 | 3250 | 1050.6527 | 0 | 278.7603 | 54.445 | 1 | 4674.6455 | 4701.8755
879 | 1994-12-31 | 1895.2113 | 3250 | 2007.3435 | 0 | 152.0287 | 52.4936 | 1 | 6026.2363 | 6627.8291
880 | 1995-01-31 | 3252.1001 | 21590.9492 | 0 | 0 | 56.4477 | 47.4372 | 1 | 49036.4297 | 57147.6914
881 | 1995-02-28 | 3742.5 | 7113.1963 | 0 | 0 | 51.6954 | 46.4744 | 1 | 17084.4375 | 20285.0254
882 | 1995-03-31 | 3416.5 | 47351.1172 | 0 | 0 | 19.5161 | 46.6042 | 1 | 71512.6562 | 78824.75
883 | 1995-04-30 | 4216.7998 | 7633.5703 | 0 | 350.993 | 420.7498 | 49.0969 | 1 | 14022.4746 | 17117.7969
884 | 1995-05-31 | 4552 | 10509.7539 | 0 | 475.4329 | 1824.5505 | 50.2522 | 1 | 16273.0332 | 17874.6523
885 | 1995-06-30 | 4500 | 8446.6553 | 0 | 1088.7784 | 2195.2346 | 52.6933 | 1 | 9707.6416 | 8991.8682
886 | 1995-07-31 | 4150 | 9700.04 | 0 | 1360.5388 | 2616.6782 | 53.9958 | 1 | 9218.2773 | 7194.998
887 | 1995-08-31 | 3700 | 12254.5947 | 0 | 1086.4784 | 2240.938 | 53.512 | 0 | 11438.5791 | 9418.1484
888 | 1995-09-30 | 3358.3606 | 11665.6396 | 0 | 303.6029 | 632.9816 | 52.7303 | 0 | 12071.5352 | 11603.6934
889 | 1995-10-31 | 3250 | 7554.1514 | 122.3081 | 243.9786 | 856.7023 | 54.8487 | 0 | 7930.79 | 7315.7104
890 | 1995-11-30 | 2807.0146 | 11155.1768 | 1767.1361 | 32.8433 | 580.7728 | 55.753 | 0 | 12081.0264 | 11824.958
891 | 1995-12-31 | 3367.6001 | 3423.2566 | 0 | 0 | 157.7554 | 52.3004 | 1 | 8596.7285 | 10032.7754
892 | 1996-01-31 | 3722.5 | 6157.6265 | 0 | 0 | 74.8118 | 50.0108 | 1 | 14402.6748 | 16716.2715
893 | 1996-02-29 | 3503.1001 | 37081.4258 | 0 | 0 | 66.0632 | 49.0772 | 1 | 48341.582 | 53295.1641
894 | 1996-03-31 | 4009.8999 | 12338.7715 | 0 | 0 | 19.5161 | 49.0681 | 1 | 19595.3223 | 22537.748
895 | 1996-04-30 | 4477.1421 | 3250 | 0 | 334.4975 | 392.1207 | 52.7298 | 1 | 7162.188 | 8950.1074
896 | 1996-05-31 | 4552 | 10559.1572 | 0 | 391.3481 | 1692.3414 | 51.3896 | 1 | 13684.1846 | 14279.6621
897 | 1996-06-30 | 4421.0039 | 7585.7358 | 0 | 1206.4504 | 2328.5349 | 53.9003 | 1 | 7269.833 | 5615.9312
898 | 1996-07-31 | 3708.6375 | 15098.1074 | 0 | 1377.7275 | 2521.4749 | 53.1027 | 0 | 13986.4395 | 11618.9199
899 | 1996-08-31 | 3439.6643 | 9356.9805 | 0 | 1099.9307 | 2130.6458 | 53.8089 | 0 | 8369.2178 | 6303.1558
900 | 1996-09-30 | 3012.9866 | 12263.7129 | 0 | 288.1245 | 630.3029 | 53.9243 | 0 | 12393.6094 | 11907.6543
901 | 1996-10-31 | 2706.7339 | 9741.3877 | 729.4923 | 87.6494 | 779.1865 | 55.6062 | 0 | 10903.9902 | 10432.9443
902 | 1996-11-30 | 2531.5515 | 10515.25 | 1822.4231 | 16.9753 | 457.1111 | 56.5814 | 1 | 12327.8584 | 12532.7744
903 | 1996-12-31 | 3252.1001 | 21140.7227 | 0 | 0 | 157.7554 | 51.9872 | 1 | 30328.6328 | 34841.2188
904 | 1997-01-31 | 3252.1001 | 36775.7656 | 0 | 0 | 74.8118 | 46.7921 | 1 | 54286.7344 | 61532.125
905 | 1997-02-28 | 3788.8 | 3606.1311 | 0 | 0 | 68.4226 | 46.9156 | 1 | 8498.2441 | 10162.4092
906 | 1997-03-31 | 4059.834 | 3250 | 0 | 42.9669 | 69.0943 | 49.1723 | 1 | 6584.5532 | 7666.9331
907 | 1997-04-30 | 4284.2432 | 3250 | 0 | 312.3136 | 564.3975 | 50.8003 | 1 | 5260.0483 | 5613.4565
908 | 1997-05-31 | 4051.2034 | 8600.0205 | 0 | 869.6248 | 2219.1101 | 50.1142 | 1 | 9039.4131 | 7414.8491
909 | 1997-06-30 | 3776.1697 | 8785.292 | 0 | 771.6758 | 2299.1306 | 50.8682 | 0 | 8882.4844 | 6896.2529
910 | 1997-07-31 | 3132.1919 | 15565.1084 | 989.811 | 889.0089 | 2607.4685 | 51.0289 | 0 | 14854.7236 | 12292.8076
911 | 1997-08-31 | 2950.3196 | 8244.4189 | 0 | 656.0878 | 2005.1458 | 54.242 | 1 | 7775.1133 | 5836.8901
912 | 1997-09-30 | 2308.707 | 15750.0625 | 0 | 107.7567 | 622.2666 | 51.7782 | 0 | 15963.5449 | 15477.8232
913 | 1997-10-31 | 2028.8564 | 10840.3994 | 1005.2963 | 140.5542 | 831.1213 | 55.4057 | 0 | 11755.4844 | 11228.0137
914 | 1997-11-30 | 1932.3972 | 10570.0029 | 1155.1072 | 0 | 332.75 | 56.4199 | 1 | 13861.9365 | 14371.0693
915 | 1997-12-31 | 2205.5742 | 3250 | 0 | 0 | 235.8199 | 52.1221 | 1 | 7032.8799 | 7830.8452
916 | 1998-01-31 | 3338.5 | 12428.1445 | 0 | 0 | 74.8118 | 48.0471 | 1 | 29985.5938 | 34245.7344
917 | 1998-02-28 | 3252.1001 | 51790.1172 | 0 | 0 | 68.4226 | 45.4711 | 1 | 85759.4688 | 93406.4375
918 | 1998-03-31 | 3503.8999 | 18652.5527 | 0 | 0 | 19.5161 | 45.9858 | 1 | 29951.0059 | 33681.7852
919 | 1998-04-30 | 4367.8267 | 3250 | 0 | 36.427 | 359.4735 | 51.3116 | 1 | 10850.2305 | 13561.8438
920 | 1998-05-31 | 4552 | 14100.6455 | 0 | 95.1975 | 1202.3903 | 48.4348 | 1 | 20700.1875 | 23299.8262
921 | 1998-06-30 | 4500 | 16775.6562 | 0 | 1109.7554 | 2242.2817 | 50.811 | 1 | 20683.3262 | 20896.25
922 | 1998-07-31 | 4150 | 14362.4873 | 0 | 1396.9746 | 2616.6782 | 53.3619 | 1 | 14304.6035 | 12489.9502
923 | 1998-08-31 | 3700 | 13530.0938 | 0 | 1113.9398 | 2240.938 | 53.2338 | 1 | 12983.5059 | 11036.8789
924 | 1998-09-30 | 3400 | 11993.2773 | 0 | 266.193 | 607.6883 | 54.3631 | 1 | 12645.6377 | 12279.2637
925 | 1998-10-31 | 3250 | 9258.8633 | 53.2493 | 136.1407 | 806.6234 | 55.9754 | 0 | 10477.209 | 10057.3701
926 | 1998-11-30 | 3252 | 11515.5703 | 0 | 16.9753 | 428.5417 | 55.9076 | 1 | 15184.2334 | 15939.3271
927 | 1998-12-31 | 3349 | 12204.6641 | 0 | 0 | 282.9839 | 51.8655 | 1 | 15826.0898 | 16743.2754
928 | 1999-01-31 | 3640.1001 | 8053.8022 | 0 | 0 | 79.6909 | 48.654 | 1 | 11638.3555 | 12704.4707
929 | 1999-02-28 | 3569.6001 | 27797.6035 | 0 | 0 | 68.4226 | 47.1365 | 1 | 38061.5078 | 41008.2695
930 | 1999-03-31 | 3980 | 13659.7002 | 0 | 0 | 19.5161 | 47.1122 | 1 | 20929.1055 | 23492.3906
931 | 1999-04-30 | 4552.1001 | 3438.0725 | 0 | 141.0689 | 412.2113 | 51.1898 | 1 | 7464.6396 | 9298.127
932 | 1999-05-31 | 4552 | 8437.208 | 0 | 838.4514 | 2288.5784 | 50.6934 | 1 | 9634.3311 | 8561.2432
933 | 1999-06-30 | 4382.9727 | 8144.7666 | 0 | 1060.0844 | 2226.5994 | 51.8515 | 1 | 8259.335 | 6609.9111
934 | 1999-07-31 | 3724.7222 | 16000 | 962.7869 | 1277.9015 | 2616.6782 | 51.2936 | 0 | 14888.0791 | 12407.0615
935 | 1999-08-31 | 3442.7847 | 9713.4932 | 0 | 1011.5168 | 2125.4165 | 52.8714 | 1 | 9036.4307 | 7009.104
936 | 1999-09-30 | 2879.5078 | 14935.249 | 0 | 273.2369 | 632.9816 | 51.676 | 0 | 15426.0449 | 14923.3027
937 | 1999-10-31 | 2536.019 | 11298.9814 | 1020.4208 | 206.9286 | 837.2916 | 54.806 | 0 | 12176.8613 | 11609.0732
938 | 1999-11-30 | 2234.7415 | 13954.0273 | 1214.3295 | 16.9753 | 457.1111 | 55.9114 | 0 | 15730.002 | 15840.4775
939 | 1999-12-31 | 2408.4543 | 5406.7012 | 0 | 0 | 315.5107 | 53.4832 | 1 | 6781.4551 | 6922.1665
940 | 2000-01-31 | 3105.3684 | 3250 | 0 | 0 | 74.8118 | 50.8452 | 1 | 8741.8496 | 9924.7998
941 | 2000-02-29 | 3281.5 | 30710.4824 | 0 | 0 | 66.0632 | 48.1097 | 1 | 46297.1406 | 50362.7617
942 | 2000-03-31 | 3975.6001 | 8687.6777 | 0 | 0 | 19.5161 | 48.3903 | 1 | 18791.2051 | 21259.9453
943 | 2000-04-30 | 4550.5093 | 3250 | 0 | 37.465 | 403.1705 | 53.5498 | 1 | 6011.2739 | 7816.9922
944 | 2000-05-31 | 4552 | 7298.4775 | 0 | 651.5164 | 1855.6586 | 51.9819 | 1 | 8244.4736 | 7371.3115
945 | 2000-06-30 | 4064.6836 | 12915.8477 | 0 | 1133.9868 | 2300.9248 | 51.9336 | 0 | 11939.125 | 10036.1758
946 | 2000-07-31 | 3391.2625 | 16243.5498 | 893.5103 | 1372.8363 | 2562.8928 | 51.9685 | 0 | 14305.6016 | 11844.4287
947 | 2000-08-31 | 3137.1306 | 10730.3359 | 0 | 1103.4773 | 2065.3545 | 53.397 | 0 | 9266.0322 | 7229.0396
948 | 2000-09-30 | 2897.0579 | 10241.2344 | 0 | 263.7207 | 612.2987 | 53.6675 | 0 | 10592.9785 | 10095.8643
949 | 2000-10-31 | 2757.459 | 8207.291 | 877.7862 | 56.1746 | 741.5722 | 55.0309 | 0 | 9346.4521 | 8951.5244
950 | 2000-11-30 | 2418.3118 | 11828.083 | 1047.9904 | 19.0039 | 532.6941 | 55.9069 | 0 | 13052.3936 | 12892.9736
951 | 2000-12-31 | 2425.4688 | 5187.0376 | 1045.7059 | 0 | 305.7527 | 54.0315 | 1 | 6794.2578 | 6867.0635
952 | 2001-01-31 | 2578.6763 | 3250 | 0 | 0 | 74.8118 | 50.3686 | 1 | 6654.2646 | 7249.5869
953 | 2001-02-28 | 3071.8784 | 3250 | 0 | 0 | 68.4226 | 48.6063 | 1 | 9094.3701 | 10501.4268
954 | 2001-03-31 | 3557.0576 | 3250 | 0 | 0.99564 | 19.5161 | 50.8101 | 1 | 9138.9443 | 11304.6865
955 | 2001-04-30 | 3754.8384 | 3250 | 0 | 153.8719 | 425.2702 | 51.856 | 1 | 4893.7754 | 5418.6572
956 | 2001-05-31 | 3513.1182 | 9349.0918 | 0 | 131.5108 | 2330.0557 | 51.6698 | 0 | 10059.0928 | 8178.2021
957 | 2001-06-30 | 3084.426 | 13580.4258 | 553.4716 | 341.7346 | 2635.1208 | 52.1295 | 0 | 13382.8691 | 10826.707
958 | 2001-07-31 | 2758.9373 | 11758.25 | 2737.8062 | 395.1577 | 2538.0757 | 54.3565 | 0 | 11101.0605 | 8597.2471
959 | 2001-08-31 | 2600.2812 | 7756.4482 | 2668.2903 | 315.2994 | 1921.8418 | 56.5869 | 0 | 7709.5352 | 5807.3721
960 | 2001-09-30 | 2536.1399 | 5341.7803 | 1212.2628 | 123.8588 | 602.3308 | 56.2435 | 1 | 6129.7686 | 5584.4736
961 | 2001-10-31 | 2215.4016 | 8935.5557 | 1937.2272 | 82.8072 | 808.1398 | 55.7455 | 0 | 9975.9697 | 9365.2725
962 | 2001-11-30 | 2445.7627 | 3250 | 1367.0464 | 16.9753 | 329.3889 | 56.092 | 1 | 6401.0933 | 6836.5073
963 | 2001-12-31 | 3333.8 | 5241.5317 | 0 | 0 | 157.7554 | 50.5767 | 1 | 16214.2627 | 18122.7246
964 | 2002-01-31 | 3678.3999 | 12198.5479 | 0 | 0 | 74.8118 | 47.568 | 1 | 21708.3242 | 24153.5371
965 | 2002-02-28 | 4022 | 3291.55 | 0 | 0 | 68.4226 | 48.0078 | 1 | 8016.4434 | 8957.6104
966 | 2002-03-31 | 4380.707 | 3250 | 0 | 34.0566 | 71.6867 | 49.2465 | 1 | 6908.1348 | 8031.8696
967 | 2002-04-30 | 4552.1001 | 3790.3257 | 0 | 592.5997 | 570.9269 | 51.3936 | 1 | 5529.0229 | 6125.2065
968 | 2002-05-31 | 4345.9795 | 8129.605 | 0 | 512.009 | 2032.462 | 50.4231 | 1 | 9421.3398 | 7958.4355
969 | 2002-06-30 | 3872.0471 | 11090.0508 | 0 | 765.8829 | 2710.3994 | 51.0783 | 0 | 11380.3779 | 8884.6885
970 | 2002-07-31 | 3213.6313 | 14797.6426 | 464.0038 | 838.2012 | 2538.0757 | 51.4997 | 0 | 14353.0488 | 11848.415
971 | 2002-08-31 | 3022.2854 | 7987.2021 | 1265.3412 | 669.0877 | 1811.5496 | 54.0243 | 0 | 7773.0991 | 5981.2285
972 | 2002-09-30 | 2964.5288 | 4982.9067 | 1150.0072 | 112.333 | 632.9816 | 54.0052 | 1 | 5772.8887 | 5175.2949
973 | 2002-10-31 | 2754.0413 | 7109.7783 | 1966.7502 | 171.349 | 851.1003 | 54.091 | 0 | 8112.4014 | 7406.5015
974 | 2002-11-30 | 2650.198 | 6099.667 | 797.5587 | 16.9753 | 438.625 | 54.2253 | 1 | 7817.8784 | 7780.9707
975 | 2002-12-31 | 3291.3 | 11651.0977 | 0 | 0 | 157.7554 | 50.7459 | 1 | 25112.3438 | 28928.4082
976 | 2003-01-31 | 3515.2 | 16751.1406 | 0 | 0 | 74.8118 | 47.2667 | 1 | 29142.0996 | 32213.3184
977 | 2003-02-28 | 3849.877 | 3250 | 0 | 0 | 68.4226 | 47.7756 | 1 | 7596.4453 | 8930.6045
978 | 2003-03-31 | 4329.3892 | 3250 | 0 | 0 | 22.4323 | 49.7554 | 1 | 8405.3789 | 10464.4082
979 | 2003-04-30 | 4552.1001 | 10403.999 | 0 | 65.9432 | 331.8489 | 48.292 | 1 | 16007.2969 | 18274.1895
980 | 2003-05-31 | 4552 | 12828.832 | 0 | 476.8565 | 1925.6516 | 49.7397 | 1 | 18430.9434 | 18875.4785
981 | 2003-06-30 | 4318.1211 | 8321.8975 | 0 | 1230.4521 | 2335.262 | 53.1491 | 1 | 8521.7617 | 6942.0547
982 | 2003-07-31 | 3606.2102 | 16000 | 693.6019 | 1383.8175 | 2460.9351 | 52.5708 | 0 | 14966.0391 | 12705.4814
983 | 2003-08-31 | 3270.5818 | 9611.1201 | 18.4028 | 953.5008 | 1776.6869 | 53.1337 | 0 | 9290.7314 | 7632.167
984 | 2003-09-30 | 2928.1731 | 10841.6016 | 0 | 312.491 | 632.9816 | 53.2224 | 0 | 11219.1523 | 10693.667

## Conversions
Date | CFS->TAF/MON | EOMay | EOSep
1921-09-30
1921-10-31 | 0.061488 | 0 | 0
1921-11-30 | 0.059504 | 0 | 0
1921-12-31 | 0.061488 | 0 | 0
1922-01-31 | 0.061488 | 0 | 0
1922-02-28 | 0.055537 | 0 | 0
1922-03-31 | 0.061488 | 0 | 0
1922-04-30 | 0.059504 | 0 | 0
1922-05-31 | 0.061488 | 1 | 0
1922-06-30 | 0.059504 | 0 | 0
1922-07-31 | 0.061488 | 0 | 0
1922-08-31 | 0.061488 | 0 | 0
1922-09-30 | 0.059504 | 0 | 1
1922-10-31 | 0.061488 | 0 | 0
1922-11-30 | 0.059504 | 0 | 0
1922-12-31 | 0.061488 | 0 | 0
1923-01-31 | 0.061488 | 0 | 0
1923-02-28 | 0.055537 | 0 | 0
1923-03-31 | 0.061488 | 0 | 0
1923-04-30 | 0.059504 | 0 | 0
1923-05-31 | 0.061488 | 1 | 0
1923-06-30 | 0.059504 | 0 | 0
1923-07-31 | 0.061488 | 0 | 0
1923-08-31 | 0.061488 | 0 | 0
1923-09-30 | 0.059504 | 0 | 1
1923-10-31 | 0.061488 | 0 | 0
1923-11-30 | 0.059504 | 0 | 0
1923-12-31 | 0.061488 | 0 | 0
1924-01-31 | 0.061488 | 0 | 0
1924-02-29 | 0.057521 | 0 | 0
1924-03-31 | 0.061488 | 0 | 0
1924-04-30 | 0.059504 | 0 | 0
1924-05-31 | 0.061488 | 1 | 0
1924-06-30 | 0.059504 | 0 | 0
1924-07-31 | 0.061488 | 0 | 0
1924-08-31 | 0.061488 | 0 | 0
1924-09-30 | 0.059504 | 0 | 1
1924-10-31 | 0.061488 | 0 | 0
1924-11-30 | 0.059504 | 0 | 0
1924-12-31 | 0.061488 | 0 | 0
1925-01-31 | 0.061488 | 0 | 0
1925-02-28 | 0.055537 | 0 | 0
1925-03-31 | 0.061488 | 0 | 0
1925-04-30 | 0.059504 | 0 | 0
1925-05-31 | 0.061488 | 1 | 0
1925-06-30 | 0.059504 | 0 | 0
1925-07-31 | 0.061488 | 0 | 0
1925-08-31 | 0.061488 | 0 | 0
1925-09-30 | 0.059504 | 0 | 1
1925-10-31 | 0.061488 | 0 | 0
1925-11-30 | 0.059504 | 0 | 0
1925-12-31 | 0.061488 | 0 | 0
1926-01-31 | 0.061488 | 0 | 0
1926-02-28 | 0.055537 | 0 | 0
1926-03-31 | 0.061488 | 0 | 0
1926-04-30 | 0.059504 | 0 | 0
1926-05-31 | 0.061488 | 1 | 0
1926-06-30 | 0.059504 | 0 | 0
1926-07-31 | 0.061488 | 0 | 0
1926-08-31 | 0.061488 | 0 | 0
1926-09-30 | 0.059504 | 0 | 1
1926-10-31 | 0.061488 | 0 | 0
1926-11-30 | 0.059504 | 0 | 0
1926-12-31 | 0.061488 | 0 | 0
1927-01-31 | 0.061488 | 0 | 0
1927-02-28 | 0.055537 | 0 | 0
1927-03-31 | 0.061488 | 0 | 0
1927-04-30 | 0.059504 | 0 | 0
1927-05-31 | 0.061488 | 1 | 0
1927-06-30 | 0.059504 | 0 | 0
1927-07-31 | 0.061488 | 0 | 0
1927-08-31 | 0.061488 | 0 | 0
1927-09-30 | 0.059504 | 0 | 1
1927-10-31 | 0.061488 | 0 | 0
1927-11-30 | 0.059504 | 0 | 0
1927-12-31 | 0.061488 | 0 | 0
1928-01-31 | 0.061488 | 0 | 0
1928-02-29 | 0.057521 | 0 | 0
1928-03-31 | 0.061488 | 0 | 0
1928-04-30 | 0.059504 | 0 | 0
1928-05-31 | 0.061488 | 1 | 0
1928-06-30 | 0.059504 | 0 | 0
1928-07-31 | 0.061488 | 0 | 0
1928-08-31 | 0.061488 | 0 | 0
1928-09-30 | 0.059504 | 0 | 1
1928-10-31 | 0.061488 | 0 | 0
1928-11-30 | 0.059504 | 0 | 0
1928-12-31 | 0.061488 | 0 | 0
1929-01-31 | 0.061488 | 0 | 0
1929-02-28 | 0.055537 | 0 | 0
1929-03-31 | 0.061488 | 0 | 0
1929-04-30 | 0.059504 | 0 | 0
1929-05-31 | 0.061488 | 1 | 0
1929-06-30 | 0.059504 | 0 | 0
1929-07-31 | 0.061488 | 0 | 0
1929-08-31 | 0.061488 | 0 | 0
1929-09-30 | 0.059504 | 0 | 1
1929-10-31 | 0.061488 | 0 | 0
1929-11-30 | 0.059504 | 0 | 0
1929-12-31 | 0.061488 | 0 | 0
1930-01-31 | 0.061488 | 0 | 0
1930-02-28 | 0.055537 | 0 | 0
1930-03-31 | 0.061488 | 0 | 0
1930-04-30 | 0.059504 | 0 | 0
1930-05-31 | 0.061488 | 1 | 0
1930-06-30 | 0.059504 | 0 | 0
1930-07-31 | 0.061488 | 0 | 0
1930-08-31 | 0.061488 | 0 | 0
1930-09-30 | 0.059504 | 0 | 1
1930-10-31 | 0.061488 | 0 | 0
1930-11-30 | 0.059504 | 0 | 0
1930-12-31 | 0.061488 | 0 | 0
1931-01-31 | 0.061488 | 0 | 0
1931-02-28 | 0.055537 | 0 | 0
1931-03-31 | 0.061488 | 0 | 0
1931-04-30 | 0.059504 | 0 | 0
1931-05-31 | 0.061488 | 1 | 0
1931-06-30 | 0.059504 | 0 | 0
1931-07-31 | 0.061488 | 0 | 0
1931-08-31 | 0.061488 | 0 | 0
1931-09-30 | 0.059504 | 0 | 1
1931-10-31 | 0.061488 | 0 | 0
1931-11-30 | 0.059504 | 0 | 0
1931-12-31 | 0.061488 | 0 | 0
1932-01-31 | 0.061488 | 0 | 0
1932-02-29 | 0.057521 | 0 | 0
1932-03-31 | 0.061488 | 0 | 0
1932-04-30 | 0.059504 | 0 | 0
1932-05-31 | 0.061488 | 1 | 0
1932-06-30 | 0.059504 | 0 | 0
1932-07-31 | 0.061488 | 0 | 0
1932-08-31 | 0.061488 | 0 | 0
1932-09-30 | 0.059504 | 0 | 1
1932-10-31 | 0.061488 | 0 | 0
1932-11-30 | 0.059504 | 0 | 0
1932-12-31 | 0.061488 | 0 | 0
1933-01-31 | 0.061488 | 0 | 0
1933-02-28 | 0.055537 | 0 | 0
1933-03-31 | 0.061488 | 0 | 0
1933-04-30 | 0.059504 | 0 | 0
1933-05-31 | 0.061488 | 1 | 0
1933-06-30 | 0.059504 | 0 | 0
1933-07-31 | 0.061488 | 0 | 0
1933-08-31 | 0.061488 | 0 | 0
1933-09-30 | 0.059504 | 0 | 1
1933-10-31 | 0.061488 | 0 | 0
1933-11-30 | 0.059504 | 0 | 0
1933-12-31 | 0.061488 | 0 | 0
1934-01-31 | 0.061488 | 0 | 0
1934-02-28 | 0.055537 | 0 | 0
1934-03-31 | 0.061488 | 0 | 0
1934-04-30 | 0.059504 | 0 | 0
1934-05-31 | 0.061488 | 1 | 0
1934-06-30 | 0.059504 | 0 | 0
1934-07-31 | 0.061488 | 0 | 0
1934-08-31 | 0.061488 | 0 | 0
1934-09-30 | 0.059504 | 0 | 1
1934-10-31 | 0.061488 | 0 | 0
1934-11-30 | 0.059504 | 0 | 0
1934-12-31 | 0.061488 | 0 | 0
1935-01-31 | 0.061488 | 0 | 0
1935-02-28 | 0.055537 | 0 | 0
1935-03-31 | 0.061488 | 0 | 0
1935-04-30 | 0.059504 | 0 | 0
1935-05-31 | 0.061488 | 1 | 0
1935-06-30 | 0.059504 | 0 | 0
1935-07-31 | 0.061488 | 0 | 0
1935-08-31 | 0.061488 | 0 | 0
1935-09-30 | 0.059504 | 0 | 1
1935-10-31 | 0.061488 | 0 | 0
1935-11-30 | 0.059504 | 0 | 0
1935-12-31 | 0.061488 | 0 | 0
1936-01-31 | 0.061488 | 0 | 0
1936-02-29 | 0.057521 | 0 | 0
1936-03-31 | 0.061488 | 0 | 0
1936-04-30 | 0.059504 | 0 | 0
1936-05-31 | 0.061488 | 1 | 0
1936-06-30 | 0.059504 | 0 | 0
1936-07-31 | 0.061488 | 0 | 0
1936-08-31 | 0.061488 | 0 | 0
1936-09-30 | 0.059504 | 0 | 1
1936-10-31 | 0.061488 | 0 | 0
1936-11-30 | 0.059504 | 0 | 0
1936-12-31 | 0.061488 | 0 | 0
1937-01-31 | 0.061488 | 0 | 0
1937-02-28 | 0.055537 | 0 | 0
1937-03-31 | 0.061488 | 0 | 0
1937-04-30 | 0.059504 | 0 | 0
1937-05-31 | 0.061488 | 1 | 0
1937-06-30 | 0.059504 | 0 | 0
1937-07-31 | 0.061488 | 0 | 0
1937-08-31 | 0.061488 | 0 | 0
1937-09-30 | 0.059504 | 0 | 1
1937-10-31 | 0.061488 | 0 | 0
1937-11-30 | 0.059504 | 0 | 0
1937-12-31 | 0.061488 | 0 | 0
1938-01-31 | 0.061488 | 0 | 0
1938-02-28 | 0.055537 | 0 | 0
1938-03-31 | 0.061488 | 0 | 0
1938-04-30 | 0.059504 | 0 | 0
1938-05-31 | 0.061488 | 1 | 0
1938-06-30 | 0.059504 | 0 | 0
1938-07-31 | 0.061488 | 0 | 0
1938-08-31 | 0.061488 | 0 | 0
1938-09-30 | 0.059504 | 0 | 1
1938-10-31 | 0.061488 | 0 | 0
1938-11-30 | 0.059504 | 0 | 0
1938-12-31 | 0.061488 | 0 | 0
1939-01-31 | 0.061488 | 0 | 0
1939-02-28 | 0.055537 | 0 | 0
1939-03-31 | 0.061488 | 0 | 0
1939-04-30 | 0.059504 | 0 | 0
1939-05-31 | 0.061488 | 1 | 0
1939-06-30 | 0.059504 | 0 | 0
1939-07-31 | 0.061488 | 0 | 0
1939-08-31 | 0.061488 | 0 | 0
1939-09-30 | 0.059504 | 0 | 1
1939-10-31 | 0.061488 | 0 | 0
1939-11-30 | 0.059504 | 0 | 0
1939-12-31 | 0.061488 | 0 | 0
1940-01-31 | 0.061488 | 0 | 0
1940-02-29 | 0.057521 | 0 | 0
1940-03-31 | 0.061488 | 0 | 0
1940-04-30 | 0.059504 | 0 | 0
1940-05-31 | 0.061488 | 1 | 0
1940-06-30 | 0.059504 | 0 | 0
1940-07-31 | 0.061488 | 0 | 0
1940-08-31 | 0.061488 | 0 | 0
1940-09-30 | 0.059504 | 0 | 1
1940-10-31 | 0.061488 | 0 | 0
1940-11-30 | 0.059504 | 0 | 0
1940-12-31 | 0.061488 | 0 | 0
1941-01-31 | 0.061488 | 0 | 0
1941-02-28 | 0.055537 | 0 | 0
1941-03-31 | 0.061488 | 0 | 0
1941-04-30 | 0.059504 | 0 | 0
1941-05-31 | 0.061488 | 1 | 0
1941-06-30 | 0.059504 | 0 | 0
1941-07-31 | 0.061488 | 0 | 0
1941-08-31 | 0.061488 | 0 | 0
1941-09-30 | 0.059504 | 0 | 1
1941-10-31 | 0.061488 | 0 | 0
1941-11-30 | 0.059504 | 0 | 0
1941-12-31 | 0.061488 | 0 | 0
1942-01-31 | 0.061488 | 0 | 0
1942-02-28 | 0.055537 | 0 | 0
1942-03-31 | 0.061488 | 0 | 0
1942-04-30 | 0.059504 | 0 | 0
1942-05-31 | 0.061488 | 1 | 0
1942-06-30 | 0.059504 | 0 | 0
1942-07-31 | 0.061488 | 0 | 0
1942-08-31 | 0.061488 | 0 | 0
1942-09-30 | 0.059504 | 0 | 1
1942-10-31 | 0.061488 | 0 | 0
1942-11-30 | 0.059504 | 0 | 0
1942-12-31 | 0.061488 | 0 | 0
1943-01-31 | 0.061488 | 0 | 0
1943-02-28 | 0.055537 | 0 | 0
1943-03-31 | 0.061488 | 0 | 0
1943-04-30 | 0.059504 | 0 | 0
1943-05-31 | 0.061488 | 1 | 0
1943-06-30 | 0.059504 | 0 | 0
1943-07-31 | 0.061488 | 0 | 0
1943-08-31 | 0.061488 | 0 | 0
1943-09-30 | 0.059504 | 0 | 1
1943-10-31 | 0.061488 | 0 | 0
1943-11-30 | 0.059504 | 0 | 0
1943-12-31 | 0.061488 | 0 | 0
1944-01-31 | 0.061488 | 0 | 0
1944-02-29 | 0.057521 | 0 | 0
1944-03-31 | 0.061488 | 0 | 0
1944-04-30 | 0.059504 | 0 | 0
1944-05-31 | 0.061488 | 1 | 0
1944-06-30 | 0.059504 | 0 | 0
1944-07-31 | 0.061488 | 0 | 0
1944-08-31 | 0.061488 | 0 | 0
1944-09-30 | 0.059504 | 0 | 1
1944-10-31 | 0.061488 | 0 | 0
1944-11-30 | 0.059504 | 0 | 0
1944-12-31 | 0.061488 | 0 | 0
1945-01-31 | 0.061488 | 0 | 0
1945-02-28 | 0.055537 | 0 | 0
1945-03-31 | 0.061488 | 0 | 0
1945-04-30 | 0.059504 | 0 | 0
1945-05-31 | 0.061488 | 1 | 0
1945-06-30 | 0.059504 | 0 | 0
1945-07-31 | 0.061488 | 0 | 0
1945-08-31 | 0.061488 | 0 | 0
1945-09-30 | 0.059504 | 0 | 1
1945-10-31 | 0.061488 | 0 | 0
1945-11-30 | 0.059504 | 0 | 0
1945-12-31 | 0.061488 | 0 | 0
1946-01-31 | 0.061488 | 0 | 0
1946-02-28 | 0.055537 | 0 | 0
1946-03-31 | 0.061488 | 0 | 0
1946-04-30 | 0.059504 | 0 | 0
1946-05-31 | 0.061488 | 1 | 0
1946-06-30 | 0.059504 | 0 | 0
1946-07-31 | 0.061488 | 0 | 0
1946-08-31 | 0.061488 | 0 | 0
1946-09-30 | 0.059504 | 0 | 1
1946-10-31 | 0.061488 | 0 | 0
1946-11-30 | 0.059504 | 0 | 0
1946-12-31 | 0.061488 | 0 | 0
1947-01-31 | 0.061488 | 0 | 0
1947-02-28 | 0.055537 | 0 | 0
1947-03-31 | 0.061488 | 0 | 0
1947-04-30 | 0.059504 | 0 | 0
1947-05-31 | 0.061488 | 1 | 0
1947-06-30 | 0.059504 | 0 | 0
1947-07-31 | 0.061488 | 0 | 0
1947-08-31 | 0.061488 | 0 | 0
1947-09-30 | 0.059504 | 0 | 1
1947-10-31 | 0.061488 | 0 | 0
1947-11-30 | 0.059504 | 0 | 0
1947-12-31 | 0.061488 | 0 | 0
1948-01-31 | 0.061488 | 0 | 0
1948-02-29 | 0.057521 | 0 | 0
1948-03-31 | 0.061488 | 0 | 0
1948-04-30 | 0.059504 | 0 | 0
1948-05-31 | 0.061488 | 1 | 0
1948-06-30 | 0.059504 | 0 | 0
1948-07-31 | 0.061488 | 0 | 0
1948-08-31 | 0.061488 | 0 | 0
1948-09-30 | 0.059504 | 0 | 1
1948-10-31 | 0.061488 | 0 | 0
1948-11-30 | 0.059504 | 0 | 0
1948-12-31 | 0.061488 | 0 | 0
1949-01-31 | 0.061488 | 0 | 0
1949-02-28 | 0.055537 | 0 | 0
1949-03-31 | 0.061488 | 0 | 0
1949-04-30 | 0.059504 | 0 | 0
1949-05-31 | 0.061488 | 1 | 0
1949-06-30 | 0.059504 | 0 | 0
1949-07-31 | 0.061488 | 0 | 0
1949-08-31 | 0.061488 | 0 | 0
1949-09-30 | 0.059504 | 0 | 1
1949-10-31 | 0.061488 | 0 | 0
1949-11-30 | 0.059504 | 0 | 0
1949-12-31 | 0.061488 | 0 | 0
1950-01-31 | 0.061488 | 0 | 0
1950-02-28 | 0.055537 | 0 | 0
1950-03-31 | 0.061488 | 0 | 0
1950-04-30 | 0.059504 | 0 | 0
1950-05-31 | 0.061488 | 1 | 0
1950-06-30 | 0.059504 | 0 | 0
1950-07-31 | 0.061488 | 0 | 0
1950-08-31 | 0.061488 | 0 | 0
1950-09-30 | 0.059504 | 0 | 1
1950-10-31 | 0.061488 | 0 | 0
1950-11-30 | 0.059504 | 0 | 0
1950-12-31 | 0.061488 | 0 | 0
1951-01-31 | 0.061488 | 0 | 0
1951-02-28 | 0.055537 | 0 | 0
1951-03-31 | 0.061488 | 0 | 0
1951-04-30 | 0.059504 | 0 | 0
1951-05-31 | 0.061488 | 1 | 0
1951-06-30 | 0.059504 | 0 | 0
1951-07-31 | 0.061488 | 0 | 0
1951-08-31 | 0.061488 | 0 | 0
1951-09-30 | 0.059504 | 0 | 1
1951-10-31 | 0.061488 | 0 | 0
1951-11-30 | 0.059504 | 0 | 0
1951-12-31 | 0.061488 | 0 | 0
1952-01-31 | 0.061488 | 0 | 0
1952-02-29 | 0.057521 | 0 | 0
1952-03-31 | 0.061488 | 0 | 0
1952-04-30 | 0.059504 | 0 | 0
1952-05-31 | 0.061488 | 1 | 0
1952-06-30 | 0.059504 | 0 | 0
1952-07-31 | 0.061488 | 0 | 0
1952-08-31 | 0.061488 | 0 | 0
1952-09-30 | 0.059504 | 0 | 1
1952-10-31 | 0.061488 | 0 | 0
1952-11-30 | 0.059504 | 0 | 0
1952-12-31 | 0.061488 | 0 | 0
1953-01-31 | 0.061488 | 0 | 0
1953-02-28 | 0.055537 | 0 | 0
1953-03-31 | 0.061488 | 0 | 0
1953-04-30 | 0.059504 | 0 | 0
1953-05-31 | 0.061488 | 1 | 0
1953-06-30 | 0.059504 | 0 | 0
1953-07-31 | 0.061488 | 0 | 0
1953-08-31 | 0.061488 | 0 | 0
1953-09-30 | 0.059504 | 0 | 1
1953-10-31 | 0.061488 | 0 | 0
1953-11-30 | 0.059504 | 0 | 0
1953-12-31 | 0.061488 | 0 | 0
1954-01-31 | 0.061488 | 0 | 0
1954-02-28 | 0.055537 | 0 | 0
1954-03-31 | 0.061488 | 0 | 0
1954-04-30 | 0.059504 | 0 | 0
1954-05-31 | 0.061488 | 1 | 0
1954-06-30 | 0.059504 | 0 | 0
1954-07-31 | 0.061488 | 0 | 0
1954-08-31 | 0.061488 | 0 | 0
1954-09-30 | 0.059504 | 0 | 1
1954-10-31 | 0.061488 | 0 | 0
1954-11-30 | 0.059504 | 0 | 0
1954-12-31 | 0.061488 | 0 | 0
1955-01-31 | 0.061488 | 0 | 0
1955-02-28 | 0.055537 | 0 | 0
1955-03-31 | 0.061488 | 0 | 0
1955-04-30 | 0.059504 | 0 | 0
1955-05-31 | 0.061488 | 1 | 0
1955-06-30 | 0.059504 | 0 | 0
1955-07-31 | 0.061488 | 0 | 0
1955-08-31 | 0.061488 | 0 | 0
1955-09-30 | 0.059504 | 0 | 1
1955-10-31 | 0.061488 | 0 | 0
1955-11-30 | 0.059504 | 0 | 0
1955-12-31 | 0.061488 | 0 | 0
1956-01-31 | 0.061488 | 0 | 0
1956-02-29 | 0.057521 | 0 | 0
1956-03-31 | 0.061488 | 0 | 0
1956-04-30 | 0.059504 | 0 | 0
1956-05-31 | 0.061488 | 1 | 0
1956-06-30 | 0.059504 | 0 | 0
1956-07-31 | 0.061488 | 0 | 0
1956-08-31 | 0.061488 | 0 | 0
1956-09-30 | 0.059504 | 0 | 1
1956-10-31 | 0.061488 | 0 | 0
1956-11-30 | 0.059504 | 0 | 0
1956-12-31 | 0.061488 | 0 | 0
1957-01-31 | 0.061488 | 0 | 0
1957-02-28 | 0.055537 | 0 | 0
1957-03-31 | 0.061488 | 0 | 0
1957-04-30 | 0.059504 | 0 | 0
1957-05-31 | 0.061488 | 1 | 0
1957-06-30 | 0.059504 | 0 | 0
1957-07-31 | 0.061488 | 0 | 0
1957-08-31 | 0.061488 | 0 | 0
1957-09-30 | 0.059504 | 0 | 1
1957-10-31 | 0.061488 | 0 | 0
1957-11-30 | 0.059504 | 0 | 0
1957-12-31 | 0.061488 | 0 | 0
1958-01-31 | 0.061488 | 0 | 0
1958-02-28 | 0.055537 | 0 | 0
1958-03-31 | 0.061488 | 0 | 0
1958-04-30 | 0.059504 | 0 | 0
1958-05-31 | 0.061488 | 1 | 0
1958-06-30 | 0.059504 | 0 | 0
1958-07-31 | 0.061488 | 0 | 0
1958-08-31 | 0.061488 | 0 | 0
1958-09-30 | 0.059504 | 0 | 1
1958-10-31 | 0.061488 | 0 | 0
1958-11-30 | 0.059504 | 0 | 0
1958-12-31 | 0.061488 | 0 | 0
1959-01-31 | 0.061488 | 0 | 0
1959-02-28 | 0.055537 | 0 | 0
1959-03-31 | 0.061488 | 0 | 0
1959-04-30 | 0.059504 | 0 | 0
1959-05-31 | 0.061488 | 1 | 0
1959-06-30 | 0.059504 | 0 | 0
1959-07-31 | 0.061488 | 0 | 0
1959-08-31 | 0.061488 | 0 | 0
1959-09-30 | 0.059504 | 0 | 1
1959-10-31 | 0.061488 | 0 | 0
1959-11-30 | 0.059504 | 0 | 0
1959-12-31 | 0.061488 | 0 | 0
1960-01-31 | 0.061488 | 0 | 0
1960-02-29 | 0.057521 | 0 | 0
1960-03-31 | 0.061488 | 0 | 0
1960-04-30 | 0.059504 | 0 | 0
1960-05-31 | 0.061488 | 1 | 0
1960-06-30 | 0.059504 | 0 | 0
1960-07-31 | 0.061488 | 0 | 0
1960-08-31 | 0.061488 | 0 | 0
1960-09-30 | 0.059504 | 0 | 1
1960-10-31 | 0.061488 | 0 | 0
1960-11-30 | 0.059504 | 0 | 0
1960-12-31 | 0.061488 | 0 | 0
1961-01-31 | 0.061488 | 0 | 0
1961-02-28 | 0.055537 | 0 | 0
1961-03-31 | 0.061488 | 0 | 0
1961-04-30 | 0.059504 | 0 | 0
1961-05-31 | 0.061488 | 1 | 0
1961-06-30 | 0.059504 | 0 | 0
1961-07-31 | 0.061488 | 0 | 0
1961-08-31 | 0.061488 | 0 | 0
1961-09-30 | 0.059504 | 0 | 1
1961-10-31 | 0.061488 | 0 | 0
1961-11-30 | 0.059504 | 0 | 0
1961-12-31 | 0.061488 | 0 | 0
1962-01-31 | 0.061488 | 0 | 0
1962-02-28 | 0.055537 | 0 | 0
1962-03-31 | 0.061488 | 0 | 0
1962-04-30 | 0.059504 | 0 | 0
1962-05-31 | 0.061488 | 1 | 0
1962-06-30 | 0.059504 | 0 | 0
1962-07-31 | 0.061488 | 0 | 0
1962-08-31 | 0.061488 | 0 | 0
1962-09-30 | 0.059504 | 0 | 1
1962-10-31 | 0.061488 | 0 | 0
1962-11-30 | 0.059504 | 0 | 0
1962-12-31 | 0.061488 | 0 | 0
1963-01-31 | 0.061488 | 0 | 0
1963-02-28 | 0.055537 | 0 | 0
1963-03-31 | 0.061488 | 0 | 0
1963-04-30 | 0.059504 | 0 | 0
1963-05-31 | 0.061488 | 1 | 0
1963-06-30 | 0.059504 | 0 | 0
1963-07-31 | 0.061488 | 0 | 0
1963-08-31 | 0.061488 | 0 | 0
1963-09-30 | 0.059504 | 0 | 1
1963-10-31 | 0.061488 | 0 | 0
1963-11-30 | 0.059504 | 0 | 0
1963-12-31 | 0.061488 | 0 | 0
1964-01-31 | 0.061488 | 0 | 0
1964-02-29 | 0.057521 | 0 | 0
1964-03-31 | 0.061488 | 0 | 0
1964-04-30 | 0.059504 | 0 | 0
1964-05-31 | 0.061488 | 1 | 0
1964-06-30 | 0.059504 | 0 | 0
1964-07-31 | 0.061488 | 0 | 0
1964-08-31 | 0.061488 | 0 | 0
1964-09-30 | 0.059504 | 0 | 1
1964-10-31 | 0.061488 | 0 | 0
1964-11-30 | 0.059504 | 0 | 0
1964-12-31 | 0.061488 | 0 | 0
1965-01-31 | 0.061488 | 0 | 0
1965-02-28 | 0.055537 | 0 | 0
1965-03-31 | 0.061488 | 0 | 0
1965-04-30 | 0.059504 | 0 | 0
1965-05-31 | 0.061488 | 1 | 0
1965-06-30 | 0.059504 | 0 | 0
1965-07-31 | 0.061488 | 0 | 0
1965-08-31 | 0.061488 | 0 | 0
1965-09-30 | 0.059504 | 0 | 1
1965-10-31 | 0.061488 | 0 | 0
1965-11-30 | 0.059504 | 0 | 0
1965-12-31 | 0.061488 | 0 | 0
1966-01-31 | 0.061488 | 0 | 0
1966-02-28 | 0.055537 | 0 | 0
1966-03-31 | 0.061488 | 0 | 0
1966-04-30 | 0.059504 | 0 | 0
1966-05-31 | 0.061488 | 1 | 0
1966-06-30 | 0.059504 | 0 | 0
1966-07-31 | 0.061488 | 0 | 0
1966-08-31 | 0.061488 | 0 | 0
1966-09-30 | 0.059504 | 0 | 1
1966-10-31 | 0.061488 | 0 | 0
1966-11-30 | 0.059504 | 0 | 0
1966-12-31 | 0.061488 | 0 | 0
1967-01-31 | 0.061488 | 0 | 0
1967-02-28 | 0.055537 | 0 | 0
1967-03-31 | 0.061488 | 0 | 0
1967-04-30 | 0.059504 | 0 | 0
1967-05-31 | 0.061488 | 1 | 0
1967-06-30 | 0.059504 | 0 | 0
1967-07-31 | 0.061488 | 0 | 0
1967-08-31 | 0.061488 | 0 | 0
1967-09-30 | 0.059504 | 0 | 1
1967-10-31 | 0.061488 | 0 | 0
1967-11-30 | 0.059504 | 0 | 0
1967-12-31 | 0.061488 | 0 | 0
1968-01-31 | 0.061488 | 0 | 0
1968-02-29 | 0.057521 | 0 | 0
1968-03-31 | 0.061488 | 0 | 0
1968-04-30 | 0.059504 | 0 | 0
1968-05-31 | 0.061488 | 1 | 0
1968-06-30 | 0.059504 | 0 | 0
1968-07-31 | 0.061488 | 0 | 0
1968-08-31 | 0.061488 | 0 | 0
1968-09-30 | 0.059504 | 0 | 1
1968-10-31 | 0.061488 | 0 | 0
1968-11-30 | 0.059504 | 0 | 0
1968-12-31 | 0.061488 | 0 | 0
1969-01-31 | 0.061488 | 0 | 0
1969-02-28 | 0.055537 | 0 | 0
1969-03-31 | 0.061488 | 0 | 0
1969-04-30 | 0.059504 | 0 | 0
1969-05-31 | 0.061488 | 1 | 0
1969-06-30 | 0.059504 | 0 | 0
1969-07-31 | 0.061488 | 0 | 0
1969-08-31 | 0.061488 | 0 | 0
1969-09-30 | 0.059504 | 0 | 1
1969-10-31 | 0.061488 | 0 | 0
1969-11-30 | 0.059504 | 0 | 0
1969-12-31 | 0.061488 | 0 | 0
1970-01-31 | 0.061488 | 0 | 0
1970-02-28 | 0.055537 | 0 | 0
1970-03-31 | 0.061488 | 0 | 0
1970-04-30 | 0.059504 | 0 | 0
1970-05-31 | 0.061488 | 1 | 0
1970-06-30 | 0.059504 | 0 | 0
1970-07-31 | 0.061488 | 0 | 0
1970-08-31 | 0.061488 | 0 | 0
1970-09-30 | 0.059504 | 0 | 1
1970-10-31 | 0.061488 | 0 | 0
1970-11-30 | 0.059504 | 0 | 0
1970-12-31 | 0.061488 | 0 | 0
1971-01-31 | 0.061488 | 0 | 0
1971-02-28 | 0.055537 | 0 | 0
1971-03-31 | 0.061488 | 0 | 0
1971-04-30 | 0.059504 | 0 | 0
1971-05-31 | 0.061488 | 1 | 0
1971-06-30 | 0.059504 | 0 | 0
1971-07-31 | 0.061488 | 0 | 0
1971-08-31 | 0.061488 | 0 | 0
1971-09-30 | 0.059504 | 0 | 1
1971-10-31 | 0.061488 | 0 | 0
1971-11-30 | 0.059504 | 0 | 0
1971-12-31 | 0.061488 | 0 | 0
1972-01-31 | 0.061488 | 0 | 0
1972-02-29 | 0.057521 | 0 | 0
1972-03-31 | 0.061488 | 0 | 0
1972-04-30 | 0.059504 | 0 | 0
1972-05-31 | 0.061488 | 1 | 0
1972-06-30 | 0.059504 | 0 | 0
1972-07-31 | 0.061488 | 0 | 0
1972-08-31 | 0.061488 | 0 | 0
1972-09-30 | 0.059504 | 0 | 1
1972-10-31 | 0.061488 | 0 | 0
1972-11-30 | 0.059504 | 0 | 0
1972-12-31 | 0.061488 | 0 | 0
1973-01-31 | 0.061488 | 0 | 0
1973-02-28 | 0.055537 | 0 | 0
1973-03-31 | 0.061488 | 0 | 0
1973-04-30 | 0.059504 | 0 | 0
1973-05-31 | 0.061488 | 1 | 0
1973-06-30 | 0.059504 | 0 | 0
1973-07-31 | 0.061488 | 0 | 0
1973-08-31 | 0.061488 | 0 | 0
1973-09-30 | 0.059504 | 0 | 1
1973-10-31 | 0.061488 | 0 | 0
1973-11-30 | 0.059504 | 0 | 0
1973-12-31 | 0.061488 | 0 | 0
1974-01-31 | 0.061488 | 0 | 0
1974-02-28 | 0.055537 | 0 | 0
1974-03-31 | 0.061488 | 0 | 0
1974-04-30 | 0.059504 | 0 | 0
1974-05-31 | 0.061488 | 1 | 0
1974-06-30 | 0.059504 | 0 | 0
1974-07-31 | 0.061488 | 0 | 0
1974-08-31 | 0.061488 | 0 | 0
1974-09-30 | 0.059504 | 0 | 1
1974-10-31 | 0.061488 | 0 | 0
1974-11-30 | 0.059504 | 0 | 0
1974-12-31 | 0.061488 | 0 | 0
1975-01-31 | 0.061488 | 0 | 0
1975-02-28 | 0.055537 | 0 | 0
1975-03-31 | 0.061488 | 0 | 0
1975-04-30 | 0.059504 | 0 | 0
1975-05-31 | 0.061488 | 1 | 0
1975-06-30 | 0.059504 | 0 | 0
1975-07-31 | 0.061488 | 0 | 0
1975-08-31 | 0.061488 | 0 | 0
1975-09-30 | 0.059504 | 0 | 1
1975-10-31 | 0.061488 | 0 | 0
1975-11-30 | 0.059504 | 0 | 0
1975-12-31 | 0.061488 | 0 | 0
1976-01-31 | 0.061488 | 0 | 0
1976-02-29 | 0.057521 | 0 | 0
1976-03-31 | 0.061488 | 0 | 0
1976-04-30 | 0.059504 | 0 | 0
1976-05-31 | 0.061488 | 1 | 0
1976-06-30 | 0.059504 | 0 | 0
1976-07-31 | 0.061488 | 0 | 0
1976-08-31 | 0.061488 | 0 | 0
1976-09-30 | 0.059504 | 0 | 1
1976-10-31 | 0.061488 | 0 | 0
1976-11-30 | 0.059504 | 0 | 0
1976-12-31 | 0.061488 | 0 | 0
1977-01-31 | 0.061488 | 0 | 0
1977-02-28 | 0.055537 | 0 | 0
1977-03-31 | 0.061488 | 0 | 0
1977-04-30 | 0.059504 | 0 | 0
1977-05-31 | 0.061488 | 1 | 0
1977-06-30 | 0.059504 | 0 | 0
1977-07-31 | 0.061488 | 0 | 0
1977-08-31 | 0.061488 | 0 | 0
1977-09-30 | 0.059504 | 0 | 1
1977-10-31 | 0.061488 | 0 | 0
1977-11-30 | 0.059504 | 0 | 0
1977-12-31 | 0.061488 | 0 | 0
1978-01-31 | 0.061488 | 0 | 0
1978-02-28 | 0.055537 | 0 | 0
1978-03-31 | 0.061488 | 0 | 0
1978-04-30 | 0.059504 | 0 | 0
1978-05-31 | 0.061488 | 1 | 0
1978-06-30 | 0.059504 | 0 | 0
1978-07-31 | 0.061488 | 0 | 0
1978-08-31 | 0.061488 | 0 | 0
1978-09-30 | 0.059504 | 0 | 1
1978-10-31 | 0.061488 | 0 | 0
1978-11-30 | 0.059504 | 0 | 0
1978-12-31 | 0.061488 | 0 | 0
1979-01-31 | 0.061488 | 0 | 0
1979-02-28 | 0.055537 | 0 | 0
1979-03-31 | 0.061488 | 0 | 0
1979-04-30 | 0.059504 | 0 | 0
1979-05-31 | 0.061488 | 1 | 0
1979-06-30 | 0.059504 | 0 | 0
1979-07-31 | 0.061488 | 0 | 0
1979-08-31 | 0.061488 | 0 | 0
1979-09-30 | 0.059504 | 0 | 1
1979-10-31 | 0.061488 | 0 | 0
1979-11-30 | 0.059504 | 0 | 0
1979-12-31 | 0.061488 | 0 | 0
1980-01-31 | 0.061488 | 0 | 0
1980-02-29 | 0.057521 | 0 | 0
1980-03-31 | 0.061488 | 0 | 0
1980-04-30 | 0.059504 | 0 | 0
1980-05-31 | 0.061488 | 1 | 0
1980-06-30 | 0.059504 | 0 | 0
1980-07-31 | 0.061488 | 0 | 0
1980-08-31 | 0.061488 | 0 | 0
1980-09-30 | 0.059504 | 0 | 1
1980-10-31 | 0.061488 | 0 | 0
1980-11-30 | 0.059504 | 0 | 0
1980-12-31 | 0.061488 | 0 | 0
1981-01-31 | 0.061488 | 0 | 0
1981-02-28 | 0.055537 | 0 | 0
1981-03-31 | 0.061488 | 0 | 0
1981-04-30 | 0.059504 | 0 | 0
1981-05-31 | 0.061488 | 1 | 0
1981-06-30 | 0.059504 | 0 | 0
1981-07-31 | 0.061488 | 0 | 0
1981-08-31 | 0.061488 | 0 | 0
1981-09-30 | 0.059504 | 0 | 1
1981-10-31 | 0.061488 | 0 | 0
1981-11-30 | 0.059504 | 0 | 0
1981-12-31 | 0.061488 | 0 | 0
1982-01-31 | 0.061488 | 0 | 0
1982-02-28 | 0.055537 | 0 | 0
1982-03-31 | 0.061488 | 0 | 0
1982-04-30 | 0.059504 | 0 | 0
1982-05-31 | 0.061488 | 1 | 0
1982-06-30 | 0.059504 | 0 | 0
1982-07-31 | 0.061488 | 0 | 0
1982-08-31 | 0.061488 | 0 | 0
1982-09-30 | 0.059504 | 0 | 1
1982-10-31 | 0.061488 | 0 | 0
1982-11-30 | 0.059504 | 0 | 0
1982-12-31 | 0.061488 | 0 | 0
1983-01-31 | 0.061488 | 0 | 0
1983-02-28 | 0.055537 | 0 | 0
1983-03-31 | 0.061488 | 0 | 0
1983-04-30 | 0.059504 | 0 | 0
1983-05-31 | 0.061488 | 1 | 0
1983-06-30 | 0.059504 | 0 | 0
1983-07-31 | 0.061488 | 0 | 0
1983-08-31 | 0.061488 | 0 | 0
1983-09-30 | 0.059504 | 0 | 1
1983-10-31 | 0.061488 | 0 | 0
1983-11-30 | 0.059504 | 0 | 0
1983-12-31 | 0.061488 | 0 | 0
1984-01-31 | 0.061488 | 0 | 0
1984-02-29 | 0.057521 | 0 | 0
1984-03-31 | 0.061488 | 0 | 0
1984-04-30 | 0.059504 | 0 | 0
1984-05-31 | 0.061488 | 1 | 0
1984-06-30 | 0.059504 | 0 | 0
1984-07-31 | 0.061488 | 0 | 0
1984-08-31 | 0.061488 | 0 | 0
1984-09-30 | 0.059504 | 0 | 1
1984-10-31 | 0.061488 | 0 | 0
1984-11-30 | 0.059504 | 0 | 0
1984-12-31 | 0.061488 | 0 | 0
1985-01-31 | 0.061488 | 0 | 0
1985-02-28 | 0.055537 | 0 | 0
1985-03-31 | 0.061488 | 0 | 0
1985-04-30 | 0.059504 | 0 | 0
1985-05-31 | 0.061488 | 1 | 0
1985-06-30 | 0.059504 | 0 | 0
1985-07-31 | 0.061488 | 0 | 0
1985-08-31 | 0.061488 | 0 | 0
1985-09-30 | 0.059504 | 0 | 1
1985-10-31 | 0.061488 | 0 | 0
1985-11-30 | 0.059504 | 0 | 0
1985-12-31 | 0.061488 | 0 | 0
1986-01-31 | 0.061488 | 0 | 0
1986-02-28 | 0.055537 | 0 | 0
1986-03-31 | 0.061488 | 0 | 0
1986-04-30 | 0.059504 | 0 | 0
1986-05-31 | 0.061488 | 1 | 0
1986-06-30 | 0.059504 | 0 | 0
1986-07-31 | 0.061488 | 0 | 0
1986-08-31 | 0.061488 | 0 | 0
1986-09-30 | 0.059504 | 0 | 1
1986-10-31 | 0.061488 | 0 | 0
1986-11-30 | 0.059504 | 0 | 0
1986-12-31 | 0.061488 | 0 | 0
1987-01-31 | 0.061488 | 0 | 0
1987-02-28 | 0.055537 | 0 | 0
1987-03-31 | 0.061488 | 0 | 0
1987-04-30 | 0.059504 | 0 | 0
1987-05-31 | 0.061488 | 1 | 0
1987-06-30 | 0.059504 | 0 | 0
1987-07-31 | 0.061488 | 0 | 0
1987-08-31 | 0.061488 | 0 | 0
1987-09-30 | 0.059504 | 0 | 1
1987-10-31 | 0.061488 | 0 | 0
1987-11-30 | 0.059504 | 0 | 0
1987-12-31 | 0.061488 | 0 | 0
1988-01-31 | 0.061488 | 0 | 0
1988-02-29 | 0.057521 | 0 | 0
1988-03-31 | 0.061488 | 0 | 0
1988-04-30 | 0.059504 | 0 | 0
1988-05-31 | 0.061488 | 1 | 0
1988-06-30 | 0.059504 | 0 | 0
1988-07-31 | 0.061488 | 0 | 0
1988-08-31 | 0.061488 | 0 | 0
1988-09-30 | 0.059504 | 0 | 1
1988-10-31 | 0.061488 | 0 | 0
1988-11-30 | 0.059504 | 0 | 0
1988-12-31 | 0.061488 | 0 | 0
1989-01-31 | 0.061488 | 0 | 0
1989-02-28 | 0.055537 | 0 | 0
1989-03-31 | 0.061488 | 0 | 0
1989-04-30 | 0.059504 | 0 | 0
1989-05-31 | 0.061488 | 1 | 0
1989-06-30 | 0.059504 | 0 | 0
1989-07-31 | 0.061488 | 0 | 0
1989-08-31 | 0.061488 | 0 | 0
1989-09-30 | 0.059504 | 0 | 1
1989-10-31 | 0.061488 | 0 | 0
1989-11-30 | 0.059504 | 0 | 0
1989-12-31 | 0.061488 | 0 | 0
1990-01-31 | 0.061488 | 0 | 0
1990-02-28 | 0.055537 | 0 | 0
1990-03-31 | 0.061488 | 0 | 0
1990-04-30 | 0.059504 | 0 | 0
1990-05-31 | 0.061488 | 1 | 0
1990-06-30 | 0.059504 | 0 | 0
1990-07-31 | 0.061488 | 0 | 0
1990-08-31 | 0.061488 | 0 | 0
1990-09-30 | 0.059504 | 0 | 1
1990-10-31 | 0.061488 | 0 | 0
1990-11-30 | 0.059504 | 0 | 0
1990-12-31 | 0.061488 | 0 | 0
1991-01-31 | 0.061488 | 0 | 0
1991-02-28 | 0.055537 | 0 | 0
1991-03-31 | 0.061488 | 0 | 0
1991-04-30 | 0.059504 | 0 | 0
1991-05-31 | 0.061488 | 1 | 0
1991-06-30 | 0.059504 | 0 | 0
1991-07-31 | 0.061488 | 0 | 0
1991-08-31 | 0.061488 | 0 | 0
1991-09-30 | 0.059504 | 0 | 1
1991-10-31 | 0.061488 | 0 | 0
1991-11-30 | 0.059504 | 0 | 0
1991-12-31 | 0.061488 | 0 | 0
1992-01-31 | 0.061488 | 0 | 0
1992-02-29 | 0.057521 | 0 | 0
1992-03-31 | 0.061488 | 0 | 0
1992-04-30 | 0.059504 | 0 | 0
1992-05-31 | 0.061488 | 1 | 0
1992-06-30 | 0.059504 | 0 | 0
1992-07-31 | 0.061488 | 0 | 0
1992-08-31 | 0.061488 | 0 | 0
1992-09-30 | 0.059504 | 0 | 1
1992-10-31 | 0.061488 | 0 | 0
1992-11-30 | 0.059504 | 0 | 0
1992-12-31 | 0.061488 | 0 | 0
1993-01-31 | 0.061488 | 0 | 0
1993-02-28 | 0.055537 | 0 | 0
1993-03-31 | 0.061488 | 0 | 0
1993-04-30 | 0.059504 | 0 | 0
1993-05-31 | 0.061488 | 1 | 0
1993-06-30 | 0.059504 | 0 | 0
1993-07-31 | 0.061488 | 0 | 0
1993-08-31 | 0.061488 | 0 | 0
1993-09-30 | 0.059504 | 0 | 1
1993-10-31 | 0.061488 | 0 | 0
1993-11-30 | 0.059504 | 0 | 0
1993-12-31 | 0.061488 | 0 | 0
1994-01-31 | 0.061488 | 0 | 0
1994-02-28 | 0.055537 | 0 | 0
1994-03-31 | 0.061488 | 0 | 0
1994-04-30 | 0.059504 | 0 | 0
1994-05-31 | 0.061488 | 1 | 0
1994-06-30 | 0.059504 | 0 | 0
1994-07-31 | 0.061488 | 0 | 0
1994-08-31 | 0.061488 | 0 | 0
1994-09-30 | 0.059504 | 0 | 1
1994-10-31 | 0.061488 | 0 | 0
1994-11-30 | 0.059504 | 0 | 0
1994-12-31 | 0.061488 | 0 | 0
1995-01-31 | 0.061488 | 0 | 0
1995-02-28 | 0.055537 | 0 | 0
1995-03-31 | 0.061488 | 0 | 0
1995-04-30 | 0.059504 | 0 | 0
1995-05-31 | 0.061488 | 1 | 0
1995-06-30 | 0.059504 | 0 | 0
1995-07-31 | 0.061488 | 0 | 0
1995-08-31 | 0.061488 | 0 | 0
1995-09-30 | 0.059504 | 0 | 1
1995-10-31 | 0.061488 | 0 | 0
1995-11-30 | 0.059504 | 0 | 0
1995-12-31 | 0.061488 | 0 | 0
1996-01-31 | 0.061488 | 0 | 0
1996-02-29 | 0.057521 | 0 | 0
1996-03-31 | 0.061488 | 0 | 0
1996-04-30 | 0.059504 | 0 | 0
1996-05-31 | 0.061488 | 1 | 0
1996-06-30 | 0.059504 | 0 | 0
1996-07-31 | 0.061488 | 0 | 0
1996-08-31 | 0.061488 | 0 | 0
1996-09-30 | 0.059504 | 0 | 1
1996-10-31 | 0.061488 | 0 | 0
1996-11-30 | 0.059504 | 0 | 0
1996-12-31 | 0.061488 | 0 | 0
1997-01-31 | 0.061488 | 0 | 0
1997-02-28 | 0.055537 | 0 | 0
1997-03-31 | 0.061488 | 0 | 0
1997-04-30 | 0.059504 | 0 | 0
1997-05-31 | 0.061488 | 1 | 0
1997-06-30 | 0.059504 | 0 | 0
1997-07-31 | 0.061488 | 0 | 0
1997-08-31 | 0.061488 | 0 | 0
1997-09-30 | 0.059504 | 0 | 1
1997-10-31 | 0.061488 | 0 | 0
1997-11-30 | 0.059504 | 0 | 0
1997-12-31 | 0.061488 | 0 | 0
1998-01-31 | 0.061488 | 0 | 0
1998-02-28 | 0.055537 | 0 | 0
1998-03-31 | 0.061488 | 0 | 0
1998-04-30 | 0.059504 | 0 | 0
1998-05-31 | 0.061488 | 1 | 0
1998-06-30 | 0.059504 | 0 | 0
1998-07-31 | 0.061488 | 0 | 0
1998-08-31 | 0.061488 | 0 | 0
1998-09-30 | 0.059504 | 0 | 1
1998-10-31 | 0.061488 | 0 | 0
1998-11-30 | 0.059504 | 0 | 0
1998-12-31 | 0.061488 | 0 | 0
1999-01-31 | 0.061488 | 0 | 0
1999-02-28 | 0.055537 | 0 | 0
1999-03-31 | 0.061488 | 0 | 0
1999-04-30 | 0.059504 | 0 | 0
1999-05-31 | 0.061488 | 1 | 0
1999-06-30 | 0.059504 | 0 | 0
1999-07-31 | 0.061488 | 0 | 0
1999-08-31 | 0.061488 | 0 | 0
1999-09-30 | 0.059504 | 0 | 1
1999-10-31 | 0.061488 | 0 | 0
1999-11-30 | 0.059504 | 0 | 0
1999-12-31 | 0.061488 | 0 | 0
2000-01-31 | 0.061488 | 0 | 0
2000-02-29 | 0.057521 | 0 | 0
2000-03-31 | 0.061488 | 0 | 0
2000-04-30 | 0.059504 | 0 | 0
2000-05-31 | 0.061488 | 1 | 0
2000-06-30 | 0.059504 | 0 | 0
2000-07-31 | 0.061488 | 0 | 0
2000-08-31 | 0.061488 | 0 | 0
2000-09-30 | 0.059504 | 0 | 1
2000-10-31 | 0.061488 | 0 | 0
2000-11-30 | 0.059504 | 0 | 0
2000-12-31 | 0.061488 | 0 | 0
2001-01-31 | 0.061488 | 0 | 0
2001-02-28 | 0.055537 | 0 | 0
2001-03-31 | 0.061488 | 0 | 0
2001-04-30 | 0.059504 | 0 | 0
2001-05-31 | 0.061488 | 1 | 0
2001-06-30 | 0.059504 | 0 | 0
2001-07-31 | 0.061488 | 0 | 0
2001-08-31 | 0.061488 | 0 | 0
2001-09-30 | 0.059504 | 0 | 1
2001-10-31 | 0.061488 | 0 | 0
2001-11-30 | 0.059504 | 0 | 0
2001-12-31 | 0.061488 | 0 | 0
2002-01-31 | 0.061488 | 0 | 0
2002-02-28 | 0.055537 | 0 | 0
2002-03-31 | 0.061488 | 0 | 0
2002-04-30 | 0.059504 | 0 | 0
2002-05-31 | 0.061488 | 1 | 0
2002-06-30 | 0.059504 | 0 | 0
2002-07-31 | 0.061488 | 0 | 0
2002-08-31 | 0.061488 | 0 | 0
2002-09-30 | 0.059504 | 0 | 1
2002-10-31 | 0.061488 | 0 | 0
2002-11-30 | 0.059504 | 0 | 0
2002-12-31 | 0.061488 | 0 | 0
2003-01-31 | 0.061488 | 0 | 0
2003-02-28 | 0.055537 | 0 | 0
2003-03-31 | 0.061488 | 0 | 0
2003-04-30 | 0.059504 | 0 | 0
2003-05-31 | 0.061488 | 1 | 0
2003-06-30 | 0.059504 | 0 | 0
2003-07-31 | 0.061488 | 0 | 0
2003-08-31 | 0.061488 | 0 | 0
2003-09-30 | 0.059504 | 0 | 1

## Flags
Q5ELT
[6 empty] | 82 | 26 | 13 | 11 | 20 | 12
[7 empty] | 31.71% | 15.85% | 13.41% | 24.39% | 14.63%
|  |  |  | Driest Periods |  | 40-30-30 type sets
WATERYEAR | 40-30-30 | 60-20-20 | Shasta | WATERYEAR |  | WATERYEAR | W | AB | BN | D | C
1920 | 2 | 2 | 1 | 1920 | 0 | 1920 | 0 | 1 | 0 | 0 | 0
1921 | 2 | 2 | 1 | 1921 | 0 | 1921 | 0 | 1 | 0 | 0 | 0
1922 | 1 | 1 | 1 | 1922 | 0 | 1922 | 1 | 0 | 0 | 0 | 0
1923 | 3 | 2 | 3 | 1923 | 0 | 1923 | 0 | 0 | 1 | 0 | 0
1924 | 5 | 5 | 4 | 1924 | 0 | 1924 | 0 | 0 | 0 | 0 | 1
1925 | 4 | 3 | 1 | 1925 | 0 | 1925 | 0 | 0 | 0 | 1 | 0
1926 | 4 | 5 | 3 | 1926 | 0 | 1926 | 0 | 0 | 0 | 1 | 0
1927 | 2 | 2 | 1 | 1927 | 0 | 1927 | 0 | 1 | 0 | 0 | 0
1928 | 2 | 4 | 1 | 1928 | 0 | 1928 | 0 | 1 | 0 | 0 | 0
1929 | 5 | 5 | 4 | 1929 | 1 | 1929 | 0 | 0 | 0 | 0 | 1
1930 | 4 | 5 | 3 | 1930 | 1 | 1930 | 0 | 0 | 0 | 1 | 0
1931 | 5 | 5 | 4 | 1931 | 1 | 1931 | 0 | 0 | 0 | 0 | 1
1932 | 5 | 2 | 3 | 1932 | 1 | 1932 | 0 | 0 | 0 | 0 | 1
1933 | 5 | 5 | 4 | 1933 | 1 | 1933 | 0 | 0 | 0 | 0 | 1
1934 | 5 | 5 | 4 | 1934 | 1 | 1934 | 0 | 0 | 0 | 0 | 1
1935 | 4 | 2 | 1 | 1935 | 0 | 1935 | 0 | 0 | 0 | 1 | 0
1936 | 3 | 2 | 1 | 1936 | 0 | 1936 | 0 | 0 | 1 | 0 | 0
1937 | 4 | 2 | 2 | 1937 | 0 | 1937 | 0 | 0 | 0 | 1 | 0
1938 | 1 | 1 | 1 | 1938 | 0 | 1938 | 1 | 0 | 0 | 0 | 0
1939 | 3 | 4 | 4 | 1939 | 0 | 1939 | 0 | 0 | 1 | 0 | 0
1940 | 2 | 2 | 1 | 1940 | 0 | 1940 | 0 | 1 | 0 | 0 | 0
1941 | 1 | 1 | 1 | 1941 | 0 | 1941 | 1 | 0 | 0 | 0 | 0
1942 | 1 | 1 | 1 | 1942 | 0 | 1942 | 1 | 0 | 0 | 0 | 0
1943 | 1 | 2 | 1 | 1943 | 0 | 1943 | 1 | 0 | 0 | 0 | 0
1944 | 4 | 3 | 3 | 1944 | 0 | 1944 | 0 | 0 | 0 | 1 | 0
1945 | 3 | 2 | 1 | 1945 | 0 | 1945 | 0 | 0 | 1 | 0 | 0
1946 | 2 | 2 | 1 | 1946 | 0 | 1946 | 0 | 1 | 0 | 0 | 0
1947 | 4 | 5 | 3 | 1947 | 0 | 1947 | 0 | 0 | 0 | 1 | 0
1948 | 3 | 4 | 1 | 1948 | 0 | 1948 | 0 | 0 | 1 | 0 | 0
1949 | 4 | 4 | 2 | 1949 | 0 | 1949 | 0 | 0 | 0 | 1 | 0
1950 | 4 | 4 | 2 | 1950 | 0 | 1950 | 0 | 0 | 0 | 1 | 0
1951 | 2 | 3 | 1 | 1951 | 0 | 1951 | 0 | 1 | 0 | 0 | 0
1952 | 1 | 1 | 1 | 1952 | 0 | 1952 | 1 | 0 | 0 | 0 | 0
1953 | 1 | 3 | 1 | 1953 | 0 | 1953 | 1 | 0 | 0 | 0 | 0
1954 | 2 | 3 | 1 | 1954 | 0 | 1954 | 0 | 1 | 0 | 0 | 0
1955 | 4 | 5 | 2 | 1955 | 0 | 1955 | 0 | 0 | 0 | 1 | 0
1956 | 1 | 1 | 1 | 1956 | 0 | 1956 | 1 | 0 | 0 | 0 | 0
1957 | 2 | 3 | 1 | 1957 | 0 | 1957 | 0 | 1 | 0 | 0 | 0
1958 | 1 | 1 | 1 | 1958 | 0 | 1958 | 1 | 0 | 0 | 0 | 0
1959 | 3 | 4 | 1 | 1959 | 0 | 1959 | 0 | 0 | 1 | 0 | 0
1960 | 4 | 5 | 1 | 1960 | 0 | 1960 | 0 | 0 | 0 | 1 | 0
1961 | 4 | 5 | 1 | 1961 | 0 | 1961 | 0 | 0 | 0 | 1 | 0
1962 | 3 | 3 | 1 | 1962 | 0 | 1962 | 0 | 0 | 1 | 0 | 0
1963 | 1 | 2 | 1 | 1963 | 0 | 1963 | 1 | 0 | 0 | 0 | 0
1964 | 4 | 5 | 3 | 1964 | 0 | 1964 | 0 | 0 | 0 | 1 | 0
1965 | 1 | 2 | 1 | 1965 | 0 | 1965 | 1 | 0 | 0 | 0 | 0
1966 | 3 | 4 | 1 | 1966 | 0 | 1966 | 0 | 0 | 1 | 0 | 0
1967 | 1 | 1 | 1 | 1967 | 0 | 1967 | 1 | 0 | 0 | 0 | 0
1968 | 3 | 4 | 1 | 1968 | 0 | 1968 | 0 | 0 | 1 | 0 | 0
1969 | 1 | 1 | 1 | 1969 | 0 | 1969 | 1 | 0 | 0 | 0 | 0
1970 | 1 | 2 | 1 | 1970 | 0 | 1970 | 1 | 0 | 0 | 0 | 0
1971 | 1 | 3 | 1 | 1971 | 0 | 1971 | 1 | 0 | 0 | 0 | 0
1972 | 3 | 5 | 1 | 1972 | 0 | 1972 | 0 | 0 | 1 | 0 | 0
1973 | 2 | 2 | 1 | 1973 | 0 | 1973 | 0 | 1 | 0 | 0 | 0
1974 | 1 | 2 | 1 | 1974 | 0 | 1974 | 1 | 0 | 0 | 0 | 0
1975 | 1 | 2 | 1 | 1975 | 0 | 1975 | 1 | 0 | 0 | 0 | 0
1976 | 4 | 5 | 3 | 1976 | 1 | 1976 | 0 | 0 | 0 | 1 | 0
1977 | 5 | 5 | 4 | 1977 | 1 | 1977 | 0 | 0 | 0 | 0 | 1
1978 | 2 | 1 | 1 | 1978 | 0 | 1978 | 0 | 1 | 0 | 0 | 0
1979 | 4 | 2 | 3 | 1979 | 0 | 1979 | 0 | 0 | 0 | 1 | 0
1980 | 2 | 1 | 1 | 1980 | 0 | 1980 | 0 | 1 | 0 | 0 | 0
1981 | 4 | 4 | 3 | 1981 | 0 | 1981 | 0 | 0 | 0 | 1 | 0
1982 | 1 | 1 | 1 | 1982 | 0 | 1982 | 1 | 0 | 0 | 0 | 0
1983 | 1 | 1 | 1 | 1983 | 0 | 1983 | 1 | 0 | 0 | 0 | 0
1984 | 1 | 1 | 1 | 1984 | 0 | 1984 | 1 | 0 | 0 | 0 | 0
1985 | 3 | 4 | 3 | 1985 | 0 | 1985 | 0 | 0 | 1 | 0 | 0
1986 | 1 | 1 | 1 | 1986 | 0 | 1986 | 1 | 0 | 0 | 0 | 0
1987 | 4 | 5 | 3 | 1987 | 1 | 1987 | 0 | 0 | 0 | 1 | 0
1988 | 5 | 5 | 2 | 1988 | 1 | 1988 | 0 | 0 | 0 | 0 | 1
1989 | 4 | 5 | 1 | 1989 | 1 | 1989 | 0 | 0 | 0 | 1 | 0
1990 | 5 | 5 | 3 | 1990 | 1 | 1990 | 0 | 0 | 0 | 0 | 1
1991 | 5 | 5 | 4 | 1991 | 1 | 1991 | 0 | 0 | 0 | 0 | 1
1992 | 5 | 5 | 3 | 1992 | 1 | 1992 | 0 | 0 | 0 | 0 | 1
1993 | 2 | 2 | 1 | 1993 | 0 | 1993 | 0 | 1 | 0 | 0 | 0
1994 | 5 | 5 | 4 | 1994 | 0 | 1994 | 0 | 0 | 0 | 0 | 1
1995 | 1 | 1 | 1 | 1995 | 0 | 1995 | 1 | 0 | 0 | 0 | 0
1996 | 1 | 1 | 1 | 1996 | 0 | 1996 | 1 | 0 | 0 | 0 | 0
1997 | 1 | 1 | 1 | 1997 | 0 | 1997 | 1 | 0 | 0 | 0 | 0
1998 | 1 | 1 | 1 | 1998 | 0 | 1998 | 1 | 0 | 0 | 0 | 0
1999 | 1 | 2 | 1 | 1999 | 0 | 1999 | 1 | 0 | 0 | 0 | 0
2000 | 2 | 2 | 1 | 2000 | 0 | 2000 | 0 | 1 | 0 | 0 | 0
2001 | 4 | 5 | 2 | 2001 | 0 | 2001 | 0 | 0 | 0 | 1 | 0
2002 | 4 | 5 | 1 | 2002 | 0 | 2002 | 0 | 0 | 0 | 1 | 0
2003 | 2 | 3 | 1 | 2003 | 0 | 2003 | 0 | 1 | 0 | 0 | 0
| 3 | 4 | 1